## Sheet1
type | id | description | category | ifcId | isSpaceOf | name | hasSpace | contains | area
Space | Aalborg-Office:Floor-0 | Niv.-1 (0) | Floor | 2NLfjMprv1ausT6Uy75qju | Aalborg-Office | Niv.-1 (0)
Space | Aalborg-Office:Floor-1 | Niv.0 (1) | Floor | 2NLfjMprv1ausT6Uy74u6X | Aalborg-Office | Niv.0 (1) | ['Aalborg-Office:Floor-1:Room-1.006', 'Aalborg-Office:Floor-1:Room-1.010']
Space | Aalborg-Office:Floor-1:Room-1.006 | Laboratorium sigterum og vibrations indstampning | Room | 3UMkN16LvDegnkk0RqSo5c | Aalborg-Office:Floor-1 | 1.006 |  | Aalborg-Office:Floor-1:Room-1.006:Sensor_Occupancy-Activity
Space | Aalborg-Office:Floor-1:Room-1.010 | Laboratorium kons. rum | Room | 3UMkN16LvDegnkk0RqSo5W | Aalborg-Office:Floor-1 | 1.010 |  | Aalborg-Office:Floor-1:Room-1.010:Sensor_Occupancy-Activity
Space | Aalborg-Office:Floor-2 | Niv.1 (2) | Floor | 2NLfjMprv1ausT6Uy74u8W | Aalborg-Office | Niv.1 (2) | ['Aalborg-Office:Floor-2:Room-1.104', 'Aalborg-Office:Floor-2:Room-1.106', 'Aalborg-Office:Floor-2:Room-1.108', 'Aalborg-Office:Floor-2:Room-1.110', 'Aalborg-Office:Floor-2:Room-1.114', 'Aalborg-Office:Floor-2:Room-1.116', 'Aalborg-Office:Floor-2:Room-1.118', 'Aalborg-Office:Floor-2:Room-1.120', 'Aalborg-Office:Floor-2:Room-1.126', 'Aalborg-Office:Floor-2:Room-1.128', 'Aalborg-Office:Floor-2:Room-1.129', 'Aalborg-Office:Floor-2:Room-1.130', 'Aalborg-Office:Floor-2:Room-1.132', 'Aalborg-Office:Floor-2:Room-1.136']
Space | Aalborg-Office:Floor-2:Room-1.104 | Seminarrum 2 | Room | 3ToVbt3ef6d86RadeadFfw | Aalborg-Office:Floor-2 | 1.104 |  | Aalborg-Office:Floor-2:Room-1.104:Sensor_Occupancy-Activity
Space | Aalborg-Office:Floor-2:Room-1.106 | Kontor | Room | 2ovs82LRr09QvHmJijPyNz | Aalborg-Office:Floor-2 | 1.106 |  | Aalborg-Office:Floor-2:Room-1.106:Sensor_Occupancy-Activity
Space | Aalborg-Office:Floor-2:Room-1.108 | Kontor Betjent | Room | 3ToVbt3ef6d86RadeadFfW | Aalborg-Office:Floor-2 | 1.108 |  | Aalborg-Office:Floor-2:Room-1.108:Sensor_Occupancy-Activity
Space | Aalborg-Office:Floor-2:Room-1.110 | Kemisk analyse | Room | 3ToVbt3ef6d86RadeadFff | Aalborg-Office:Floor-2 | 1.110 |  | Aalborg-Office:Floor-2:Room-1.110:Sensor_Occupancy-Activity
Space | Aalborg-Office:Floor-2:Room-1.114 | Kemisk analyse | Room | 1dAlA$NSrDTfeMEpXtEhGA | Aalborg-Office:Floor-2 | 1.114 |  | Aalborg-Office:Floor-2:Room-1.114:Sensor_Occupancy-Activity
Space | Aalborg-Office:Floor-2:Room-1.116 | Computer lab. | Room | 3ToVbt3ef6d86RadeadFfl | Aalborg-Office:Floor-2 | 1.116 |  | Aalborg-Office:Floor-2:Room-1.116:Sensor_Occupancy-Activity
Space | Aalborg-Office:Floor-2:Room-1.118 | Elektronik lab. | Room | 3ToVbt3ef6d86RadeadFfL | Aalborg-Office:Floor-2 | 1.118 |  | Aalborg-Office:Floor-2:Room-1.118:Sensor_Occupancy-Activity
Space | Aalborg-Office:Floor-2:Room-1.120 | Lab. | Room | 3ToVbt3ef6d86RadeadFfR | Aalborg-Office:Floor-2 | 1.120 |  | Aalborg-Office:Floor-2:Room-1.120:Sensor_Occupancy-Activity
Space | Aalborg-Office:Floor-2:Room-1.126 | Klassifikations og mikroskopi lab. | Room | 3ToVbt3ef6d86RadeadFyA | Aalborg-Office:Floor-2 | 1.126 |  | Aalborg-Office:Floor-2:Room-1.126:Sensor_Occupancy-Activity
Space | Aalborg-Office:Floor-2:Room-1.128 | Lab. | Room | 3ToVbt3ef6d86RadeadFf1 | Aalborg-Office:Floor-2 | 1.128 |  | Aalborg-Office:Floor-2:Room-1.128:Sensor_Occupancy-Activity
Space | Aalborg-Office:Floor-2:Room-1.129 | Kontrolrum | Room | 2_XMXlDeP5JfU08us6dOVU | Aalborg-Office:Floor-2 | 1.129 |  | Aalborg-Office:Floor-2:Room-1.129:Sensor_Occupancy-Activity
Space | Aalborg-Office:Floor-2:Room-1.130 | Mikroskopi | Room | 3ToVbt3ef6d86RadeadFf4 | Aalborg-Office:Floor-2 | 1.130 |  | Aalborg-Office:Floor-2:Room-1.130:Sensor_Occupancy-Activity
Space | Aalborg-Office:Floor-2:Room-1.132 | Kontor | Room | 2ovs82LRr09QvHmJijPyN0 | Aalborg-Office:Floor-2 | 1.132 |  | ['Aalborg-Office:Floor-2:Room-1.132:Actuator_Position-Ventilation-Supply-Extraction-Damper', 'Aalborg-Office:Floor-2:Room-1.132:Actuator_Setpoint-CO2-Upper-Limit', 'Aalborg-Office:Floor-2:Room-1.132:Actuator_Setpoint-Lighting', 'Aalborg-Office:Floor-2:Room-1.132:Actuator_Setpoint-Lighting-Off', 'Aalborg-Office:Floor-2:Room-1.132:Actuator_Setpoint-Temperature-Cooling-Lower', 'Aalborg-Office:Floor-2:Room-1.132:Actuator_Setpoint-Temperature-Cooling-Upper', 'Aalborg-Office:Floor-2:Room-1.132:Actuator_Setpoint-Temperature-Global', 'Aalborg-Office:Floor-2:Room-1.132:Actuator_Setpoint-Temperature-Global-Offset', 'Aalborg-Office:Floor-2:Room-1.132:Actuator_Setvalue-Lighting-Off-Delay', 'Aalborg-Office:Floor-2:Room-1.132:Actuator_Setvalue-Ventilation-Closing-Damper-Delay', 'Aalborg-Office:Floor-2:Room-1.132:Actuator_Switch-Lighting', 'Aalborg-Office:Floor-2:Room-1.132:Actuator_Switch-Lighting-Ceiling', 'Aalborg-Office:Floor-2:Room-1.132:Actuator_Switch-Lighting-Manual', 'Aalborg-Office:Floor-2:Room-1.132:Actuator_Switch-Window', 'Aalborg-Office:Floor-2:Room-1.132:Sensor_AHU-Status', 'Aalborg-Office:Floor-2:Room-1.132:Sensor_CO2', 'Aalborg-Office:Floor-2:Room-1.132:Sensor_Lighting', 'Aalborg-Office:Floor-2:Room-1.132:Sensor_Occupancy', 'Aalborg-Office:Floor-2:Room-1.132:Sensor_Occupancy-Activity', 'Aalborg-Office:Floor-2:Room-1.132:Sensor_Signal-Opening-Radiator-Valve', 'Aalborg-Office:Floor-2:Room-1.132:Sensor_Temperature']
Space | Aalborg-Office:Floor-2:Room-1.136 | Seminarrum 1 | Room | 3ToVbt3ef6d86RadeadAQY | Aalborg-Office:Floor-2 | 1.136 |  | ['Aalborg-Office:Floor-2:Room-1.136:Actuator_Position-Ventilation-Supply-Extraction-Damper', 'Aalborg-Office:Floor-2:Room-1.136:Actuator_Setpoint-CO2-Upper-Limit', 'Aalborg-Office:Floor-2:Room-1.136:Actuator_Setpoint-Lighting', 'Aalborg-Office:Floor-2:Room-1.136:Actuator_Setpoint-Lighting-Off', 'Aalborg-Office:Floor-2:Room-1.136:Actuator_Setpoint-Temperature-Cooling-Lower', 'Aalborg-Office:Floor-2:Room-1.136:Actuator_Setpoint-Temperature-Cooling-Upper', 'Aalborg-Office:Floor-2:Room-1.136:Actuator_Setpoint-Temperature-Global', 'Aalborg-Office:Floor-2:Room-1.136:Actuator_Setpoint-Temperature-Global-Offset', 'Aalborg-Office:Floor-2:Room-1.136:Actuator_Setvalue-Lighting-Off-Delay', 'Aalborg-Office:Floor-2:Room-1.136:Actuator_Setvalue-Ventilation-Closing-Damper-Delay', 'Aalborg-Office:Floor-2:Room-1.136:Actuator_Switch-Lighting', 'Aalborg-Office:Floor-2:Room-1.136:Actuator_Switch-Lighting-Ceiling', 'Aalborg-Office:Floor-2:Room-1.136:Actuator_Switch-Lighting-Manual', 'Aalborg-Office:Floor-2:Room-1.136:Actuator_Switch-Window', 'Aalborg-Office:Floor-2:Room-1.136:Sensor_AHU-Status', 'Aalborg-Office:Floor-2:Room-1.136:Sensor_CO2', 'Aalborg-Office:Floor-2:Room-1.136:Sensor_Lighting', 'Aalborg-Office:Floor-2:Room-1.136:Sensor_Occupancy', 'Aalborg-Office:Floor-2:Room-1.136:Sensor_Occupancy-Activity', 'Aalborg-Office:Floor-2:Room-1.136:Sensor_Signal-Opening-Radiator-Valve', 'Aalborg-Office:Floor-2:Room-1.136:Sensor_Temperature']
Space | Aalborg-Office:Floor-3 | Niv.2 (3) | Floor | 2NLfjMprv1ausT6Uy74V3i | Aalborg-Office | Niv.2 (3) | ['Aalborg-Office:Floor-3:Room-1.201', 'Aalborg-Office:Floor-3:Room-1.203', 'Aalborg-Office:Floor-3:Room-1.205', 'Aalborg-Office:Floor-3:Room-1.207', 'Aalborg-Office:Floor-3:Room-1.209', 'Aalborg-Office:Floor-3:Room-1.210', 'Aalborg-Office:Floor-3:Room-1.211', 'Aalborg-Office:Floor-3:Room-1.212', 'Aalborg-Office:Floor-3:Room-1.213', 'Aalborg-Office:Floor-3:Room-1.214', 'Aalborg-Office:Floor-3:Room-1.215', 'Aalborg-Office:Floor-3:Room-1.216', 'Aalborg-Office:Floor-3:Room-1.217', 'Aalborg-Office:Floor-3:Room-1.218', 'Aalborg-Office:Floor-3:Room-1.220', 'Aalborg-Office:Floor-3:Room-1.221', 'Aalborg-Office:Floor-3:Room-1.222', 'Aalborg-Office:Floor-3:Room-1.229', 'Aalborg-Office:Floor-3:Room-1.231', 'Aalborg-Office:Floor-3:Room-1.232', 'Aalborg-Office:Floor-3:Room-1.233', 'Aalborg-Office:Floor-3:Room-1.235', 'Aalborg-Office:Floor-3:Room-1.237', 'Aalborg-Office:Floor-3:Room-1.238', 'Aalborg-Office:Floor-3:Room-1.239', 'Aalborg-Office:Floor-3:Room-1.240', 'Aalborg-Office:Floor-3:Room-1.241', 'Aalborg-Office:Floor-3:Room-1.242', 'Aalborg-Office:Floor-3:Room-1.243', 'Aalborg-Office:Floor-3:Room-1.248', 'Aalborg-Office:Floor-3:Room-1.250', 'Aalborg-Office:Floor-3:Room-1.251', 'Aalborg-Office:Floor-3:Room-1.252', 'Aalborg-Office:Floor-3:Room-1.253', 'Aalborg-Office:Floor-3:Room-1.255', 'Aalborg-Office:Floor-3:Room-1.256', 'Aalborg-Office:Floor-3:Room-1.257', 'Aalborg-Office:Floor-3:Room-1.258', 'Aalborg-Office:Floor-3:Room-1.260', 'Aalborg-Office:Floor-3:Room-1.263']
Space | Aalborg-Office:Floor-3:Room-1.201 | Grupperum | Room | 2_XMXlDeP5JfU08us6dPOn | Aalborg-Office:Floor-3 | 1.201 |  | Aalborg-Office:Floor-3:Room-1.201:Sensor_Occupancy-Activity
Space | Aalborg-Office:Floor-3:Room-1.203 | Grupperum | Room | 2_XMXlDeP5JfU08us6dPOs | Aalborg-Office:Floor-3 | 1.203 |  | Aalborg-Office:Floor-3:Room-1.203:Sensor_Occupancy-Activity
Space | Aalborg-Office:Floor-3:Room-1.205 | Grupperum | Room | 2_XMXlDeP5JfU08us6dPOh | Aalborg-Office:Floor-3 | 1.205 |  | Aalborg-Office:Floor-3:Room-1.205:Sensor_Occupancy-Activity
Space | Aalborg-Office:Floor-3:Room-1.207 | Grupperum | Room | 2_XMXlDeP5JfU08us6dPOe | Aalborg-Office:Floor-3 | 1.207 |  | Aalborg-Office:Floor-3:Room-1.207:Sensor_Occupancy-Activity
Space | Aalborg-Office:Floor-3:Room-1.209 | Grupperum | Room | 2_XMXlDeP5JfU08us6dPOa | Aalborg-Office:Floor-3 | 1.209 |  | Aalborg-Office:Floor-3:Room-1.209:Sensor_Occupancy-Activity
Space | Aalborg-Office:Floor-3:Room-1.210 | Grupperum | Room | 2_XMXlDeP5JfU08us6dPOw | Aalborg-Office:Floor-3 | 1.210 |  | Aalborg-Office:Floor-3:Room-1.210:Sensor_Occupancy-Activity
Space | Aalborg-Office:Floor-3:Room-1.211 | Grupperum | Room | 2_XMXlDeP5JfU08us6dPOd | Aalborg-Office:Floor-3 | 1.211 |  | Aalborg-Office:Floor-3:Room-1.211:Sensor_Occupancy-Activity
Space | Aalborg-Office:Floor-3:Room-1.212 | Grupperum | Room | 2_XMXlDeP5JfU08us6dPR5 | Aalborg-Office:Floor-3 | 1.212 |  | Aalborg-Office:Floor-3:Room-1.212:Sensor_Occupancy-Activity
Space | Aalborg-Office:Floor-3:Room-1.213 | Grupperum | Room | 2_XMXlDeP5JfU08us6dPOY | Aalborg-Office:Floor-3 | 1.213 |  | Aalborg-Office:Floor-3:Room-1.213:Sensor_Occupancy-Activity
Space | Aalborg-Office:Floor-3:Room-1.214 | Grupperum | Room | 2_XMXlDeP5JfU08us6dPR0 | Aalborg-Office:Floor-3 | 1.214 |  | Aalborg-Office:Floor-3:Room-1.214:Sensor_Occupancy-Activity
Space | Aalborg-Office:Floor-3:Room-1.215 | Grupperum | Room | 2_XMXlDeP5JfU08us6dPOj | Aalborg-Office:Floor-3 | 1.215 |  | Aalborg-Office:Floor-3:Room-1.215:Sensor_Occupancy-Activity
Space | Aalborg-Office:Floor-3:Room-1.216 | Grupperum | Room | 2_XMXlDeP5JfU08us6dPR3 | Aalborg-Office:Floor-3 | 1.216 |  | Aalborg-Office:Floor-3:Room-1.216:Sensor_Occupancy-Activity
Space | Aalborg-Office:Floor-3:Room-1.217 | Grupperum | Room | 1cEOMxMxD1nPyfAHEzEY$g | Aalborg-Office:Floor-3 | 1.217 |  | Aalborg-Office:Floor-3:Room-1.217:Sensor_Occupancy-Activity
Space | Aalborg-Office:Floor-3:Room-1.218 | Grupperum | Room | 2_XMXlDeP5JfU08us6dPRE | Aalborg-Office:Floor-3 | 1.218 |  | Aalborg-Office:Floor-3:Room-1.218:Sensor_Occupancy-Activity
Space | Aalborg-Office:Floor-3:Room-1.220 | Grupperum | Room | 2_XMXlDeP5JfU08us6dPR9 | Aalborg-Office:Floor-3 | 1.220 |  | Aalborg-Office:Floor-3:Room-1.220:Sensor_Occupancy-Activity
Space | Aalborg-Office:Floor-3:Room-1.221 | Åbent Grupperum | Room | 1szx5lSxT6KeWsxx569MhN | Aalborg-Office:Floor-3 | 1.221 |  | Aalborg-Office:Floor-3:Room-1.221:Sensor_Occupancy-Activity
Space | Aalborg-Office:Floor-3:Room-1.222 | Seminarrum 4 | Room | 2_XMXlDeP5JfU08us6dPRN | Aalborg-Office:Floor-3 | 1.222 |  | Aalborg-Office:Floor-3:Room-1.222:Sensor_Occupancy-Activity
Space | Aalborg-Office:Floor-3:Room-1.229 | Kontor | Room | 2_XMXlDeP5JfU08us6dPQG | Aalborg-Office:Floor-3 | 1.229 |  | Aalborg-Office:Floor-3:Room-1.229:Sensor_Occupancy-Activity
Space | Aalborg-Office:Floor-3:Room-1.231 | Kontor | Room | 2_XMXlDeP5JfU08us6dPQJ | Aalborg-Office:Floor-3 | 1.231 |  | Aalborg-Office:Floor-3:Room-1.231:Sensor_Occupancy-Activity
Space | Aalborg-Office:Floor-3:Room-1.232 | Grupperum | Room | 2_XMXlDeP5JfU08us6dPRR | Aalborg-Office:Floor-3 | 1.232 |  | Aalborg-Office:Floor-3:Room-1.232:Sensor_Occupancy-Activity
Space | Aalborg-Office:Floor-3:Room-1.233 | Kontor | Room | 2_XMXlDeP5JfU08us6dPQV | Aalborg-Office:Floor-3 | 1.233 |  | Aalborg-Office:Floor-3:Room-1.233:Sensor_Occupancy-Activity
Space | Aalborg-Office:Floor-3:Room-1.235 | Kontor | Room | 2_XMXlDeP5JfU08us6dPQR | Aalborg-Office:Floor-3 | 1.235 |  | Aalborg-Office:Floor-3:Room-1.235:Sensor_Occupancy-Activity
Space | Aalborg-Office:Floor-3:Room-1.237 | Kontor | Room | 2_XMXlDeP5JfU08us6dPQc | Aalborg-Office:Floor-3 | 1.237 |  | Aalborg-Office:Floor-3:Room-1.237:Sensor_Occupancy-Activity
Space | Aalborg-Office:Floor-3:Room-1.238 | Seminarrum 3 | Room | 2_XMXlDeP5JfU08us6dPRX | Aalborg-Office:Floor-3 | 1.238 |  | Aalborg-Office:Floor-3:Room-1.238:Sensor_Occupancy-Activity
Space | Aalborg-Office:Floor-3:Room-1.239 | Kontor | Room | 2_XMXlDeP5JfU08us6dPQX | Aalborg-Office:Floor-3 | 1.239 |  | Aalborg-Office:Floor-3:Room-1.239:Sensor_Occupancy-Activity
Space | Aalborg-Office:Floor-3:Room-1.240 | Grupperum | Room | 2_XMXlDeP5JfU08us6dPQr | Aalborg-Office:Floor-3 | 1.240 |  | Aalborg-Office:Floor-3:Room-1.240:Sensor_Occupancy-Activity
Space | Aalborg-Office:Floor-3:Room-1.241 | Kontor | Room | 2_XMXlDeP5JfU08us6dPQi | Aalborg-Office:Floor-3 | 1.241 |  | Aalborg-Office:Floor-3:Room-1.241:Sensor_Occupancy-Activity
Space | Aalborg-Office:Floor-3:Room-1.242 | Food Lab | Room | 2_XMXlDeP5JfU08us6dPRl | Aalborg-Office:Floor-3 | 1.242 |  | Aalborg-Office:Floor-3:Room-1.242:Sensor_Occupancy-Activity
Space | Aalborg-Office:Floor-3:Room-1.243 | Kontor | Room | 2_XMXlDeP5JfU08us6dPQl | Aalborg-Office:Floor-3 | 1.243 |  | Aalborg-Office:Floor-3:Room-1.243:Sensor_Occupancy-Activity
Space | Aalborg-Office:Floor-3:Room-1.248 | Kontor | Room | 2_XMXlDeP5JfU08us6dPQm | Aalborg-Office:Floor-3 | 1.248 |  | ['Aalborg-Office:Floor-3:Room-1.248:Actuator_Position-Ventilation-Supply-Extraction-Damper', 'Aalborg-Office:Floor-3:Room-1.248:Actuator_Setpoint-CO2-Upper-Limit', 'Aalborg-Office:Floor-3:Room-1.248:Actuator_Setpoint-Lighting', 'Aalborg-Office:Floor-3:Room-1.248:Actuator_Setpoint-Lighting-Off', 'Aalborg-Office:Floor-3:Room-1.248:Actuator_Setpoint-Temperature-Cooling-Lower', 'Aalborg-Office:Floor-3:Room-1.248:Actuator_Setpoint-Temperature-Cooling-Upper', 'Aalborg-Office:Floor-3:Room-1.248:Actuator_Setpoint-Temperature-Global', 'Aalborg-Office:Floor-3:Room-1.248:Actuator_Setpoint-Temperature-Global-Offset', 'Aalborg-Office:Floor-3:Room-1.248:Actuator_Setvalue-Lighting-Off-Delay', 'Aalborg-Office:Floor-3:Room-1.248:Actuator_Setvalue-Ventilation-Closing-Damper-Delay', 'Aalborg-Office:Floor-3:Room-1.248:Actuator_Switch-Lighting', 'Aalborg-Office:Floor-3:Room-1.248:Actuator_Switch-Lighting-Ceiling', 'Aalborg-Office:Floor-3:Room-1.248:Actuator_Switch-Lighting-Manual', 'Aalborg-Office:Floor-3:Room-1.248:Actuator_Switch-Window', 'Aalborg-Office:Floor-3:Room-1.248:Sensor_AHU-Status', 'Aalborg-Office:Floor-3:Room-1.248:Sensor_CO2', 'Aalborg-Office:Floor-3:Room-1.248:Sensor_Lighting', 'Aalborg-Office:Floor-3:Room-1.248:Sensor_Occupancy', 'Aalborg-Office:Floor-3:Room-1.248:Sensor_Occupancy-Activity', 'Aalborg-Office:Floor-3:Room-1.248:Sensor_Signal-Opening-Radiator-Valve', 'Aalborg-Office:Floor-3:Room-1.248:Sensor_Temperature']
Space | Aalborg-Office:Floor-3:Room-1.250 | Kontor | Room | 2_XMXlDeP5JfU08us6dPQp | Aalborg-Office:Floor-3 | 1.250 |  | ['Aalborg-Office:Floor-3:Room-1.250:Actuator_Position-Ventilation-Supply-Extraction-Damper', 'Aalborg-Office:Floor-3:Room-1.250:Actuator_Setpoint-CO2-Upper-Limit', 'Aalborg-Office:Floor-3:Room-1.250:Actuator_Setpoint-Lighting', 'Aalborg-Office:Floor-3:Room-1.250:Actuator_Setpoint-Lighting-Off', 'Aalborg-Office:Floor-3:Room-1.250:Actuator_Setpoint-Temperature-Cooling-Lower', 'Aalborg-Office:Floor-3:Room-1.250:Actuator_Setpoint-Temperature-Cooling-Upper', 'Aalborg-Office:Floor-3:Room-1.250:Actuator_Setpoint-Temperature-Global', 'Aalborg-Office:Floor-3:Room-1.250:Actuator_Setpoint-Temperature-Global-Offset', 'Aalborg-Office:Floor-3:Room-1.250:Actuator_Setvalue-Lighting-Off-Delay', 'Aalborg-Office:Floor-3:Room-1.250:Actuator_Setvalue-Ventilation-Closing-Damper-Delay', 'Aalborg-Office:Floor-3:Room-1.250:Actuator_Switch-Lighting', 'Aalborg-Office:Floor-3:Room-1.250:Actuator_Switch-Lighting-Ceiling', 'Aalborg-Office:Floor-3:Room-1.250:Actuator_Switch-Lighting-Manual', 'Aalborg-Office:Floor-3:Room-1.250:Actuator_Switch-Window', 'Aalborg-Office:Floor-3:Room-1.250:Sensor_CO2', 'Aalborg-Office:Floor-3:Room-1.250:Sensor_Lighting', 'Aalborg-Office:Floor-3:Room-1.250:Sensor_Occupancy', 'Aalborg-Office:Floor-3:Room-1.250:Sensor_Occupancy-Activity', 'Aalborg-Office:Floor-3:Room-1.250:Sensor_Signal-Opening-Radiator-Valve', 'Aalborg-Office:Floor-3:Room-1.250:Sensor_Temperature']
Space | Aalborg-Office:Floor-3:Room-1.251 | Kaffestue | Room | 2U9QPXHVP3q9$nKZMMSBRo | Aalborg-Office:Floor-3 | 1.251 |  | ['Aalborg-Office:Floor-3:Room-1.251:Actuator_Position-Ventilation-Supply-Extraction-Damper', 'Aalborg-Office:Floor-3:Room-1.251:Actuator_Setpoint-Lighting', 'Aalborg-Office:Floor-3:Room-1.251:Actuator_Switch-Lighting', 'Aalborg-Office:Floor-3:Room-1.251:Actuator_Switch-Window', 'Aalborg-Office:Floor-3:Room-1.251:Sensor_CO2', 'Aalborg-Office:Floor-3:Room-1.251:Sensor_Lighting', 'Aalborg-Office:Floor-3:Room-1.251:Sensor_Occupancy-Activity', 'Aalborg-Office:Floor-3:Room-1.251:Sensor_Temperature']
Space | Aalborg-Office:Floor-3:Room-1.252 | Kontor | Room | 2_XMXlDeP5JfU08us6dPM_ | Aalborg-Office:Floor-3 | 1.252 |  | ['Aalborg-Office:Floor-3:Room-1.252:Actuator_Position-Ventilation-Supply-Extraction-Damper', 'Aalborg-Office:Floor-3:Room-1.252:Actuator_Setpoint-CO2-Upper-Limit', 'Aalborg-Office:Floor-3:Room-1.252:Actuator_Setpoint-Lighting', 'Aalborg-Office:Floor-3:Room-1.252:Actuator_Setpoint-Lighting-Off', 'Aalborg-Office:Floor-3:Room-1.252:Actuator_Setpoint-Temperature-Cooling-Lower', 'Aalborg-Office:Floor-3:Room-1.252:Actuator_Setpoint-Temperature-Cooling-Upper', 'Aalborg-Office:Floor-3:Room-1.252:Actuator_Setpoint-Temperature-Global', 'Aalborg-Office:Floor-3:Room-1.252:Actuator_Setpoint-Temperature-Global-Offset', 'Aalborg-Office:Floor-3:Room-1.252:Actuator_Setvalue-Lighting-Off-Delay', 'Aalborg-Office:Floor-3:Room-1.252:Actuator_Setvalue-Ventilation-Closing-Damper-Delay', 'Aalborg-Office:Floor-3:Room-1.252:Actuator_Switch-Lighting', 'Aalborg-Office:Floor-3:Room-1.252:Actuator_Switch-Lighting-Ceiling', 'Aalborg-Office:Floor-3:Room-1.252:Actuator_Switch-Lighting-Manual', 'Aalborg-Office:Floor-3:Room-1.252:Actuator_Switch-Window', 'Aalborg-Office:Floor-3:Room-1.252:Sensor_CO2', 'Aalborg-Office:Floor-3:Room-1.252:Sensor_Lighting', 'Aalborg-Office:Floor-3:Room-1.252:Sensor_Occupancy', 'Aalborg-Office:Floor-3:Room-1.252:Sensor_Occupancy-Activity', 'Aalborg-Office:Floor-3:Room-1.252:Sensor_Signal-Opening-Radiator-Valve', 'Aalborg-Office:Floor-3:Room-1.252:Sensor_Temperature']
Space | Aalborg-Office:Floor-3:Room-1.253 | Kontor | Room | 3Gule7Tg54Pg7fehbIi8Q4 | Aalborg-Office:Floor-3 | 1.253 |  | ['Aalborg-Office:Floor-3:Room-1.253:Actuator_Position-Ventilation-Supply-Extraction-Damper', 'Aalborg-Office:Floor-3:Room-1.253:Actuator_Setpoint-CO2-Upper-Limit', 'Aalborg-Office:Floor-3:Room-1.253:Actuator_Setpoint-Lighting', 'Aalborg-Office:Floor-3:Room-1.253:Actuator_Setpoint-Lighting-Off', 'Aalborg-Office:Floor-3:Room-1.253:Actuator_Setpoint-Temperature-Cooling-Lower', 'Aalborg-Office:Floor-3:Room-1.253:Actuator_Setpoint-Temperature-Cooling-Upper', 'Aalborg-Office:Floor-3:Room-1.253:Actuator_Setpoint-Temperature-Global', 'Aalborg-Office:Floor-3:Room-1.253:Actuator_Setpoint-Temperature-Global-Offset', 'Aalborg-Office:Floor-3:Room-1.253:Actuator_Setvalue-Lighting-Off-Delay', 'Aalborg-Office:Floor-3:Room-1.253:Actuator_Setvalue-Ventilation-Closing-Damper-Delay', 'Aalborg-Office:Floor-3:Room-1.253:Actuator_Switch-Lighting', 'Aalborg-Office:Floor-3:Room-1.253:Actuator_Switch-Lighting-Ceiling', 'Aalborg-Office:Floor-3:Room-1.253:Actuator_Switch-Lighting-Manual', 'Aalborg-Office:Floor-3:Room-1.253:Actuator_Switch-Window', 'Aalborg-Office:Floor-3:Room-1.253:Sensor_CO2', 'Aalborg-Office:Floor-3:Room-1.253:Sensor_Lighting', 'Aalborg-Office:Floor-3:Room-1.253:Sensor_Occupancy', 'Aalborg-Office:Floor-3:Room-1.253:Sensor_Occupancy-Activity', 'Aalborg-Office:Floor-3:Room-1.253:Sensor_Signal-Opening-Radiator-Valve', 'Aalborg-Office:Floor-3:Room-1.253:Sensor_Temperature']
Space | Aalborg-Office:Floor-3:Room-1.255 | Kontor | Room | 2_XMXlDeP5JfU08us6dPO6 | Aalborg-Office:Floor-3 | 1.255 |  | ['Aalborg-Office:Floor-3:Room-1.255:Actuator_Position-Ventilation-Supply-Extraction-Damper', 'Aalborg-Office:Floor-3:Room-1.255:Actuator_Setpoint-CO2-Upper-Limit', 'Aalborg-Office:Floor-3:Room-1.255:Actuator_Setpoint-Lighting', 'Aalborg-Office:Floor-3:Room-1.255:Actuator_Setpoint-Lighting-Off', 'Aalborg-Office:Floor-3:Room-1.255:Actuator_Setpoint-Temperature-Cooling-Lower', 'Aalborg-Office:Floor-3:Room-1.255:Actuator_Setpoint-Temperature-Cooling-Upper', 'Aalborg-Office:Floor-3:Room-1.255:Actuator_Setpoint-Temperature-Global', 'Aalborg-Office:Floor-3:Room-1.255:Actuator_Setpoint-Temperature-Global-Offset', 'Aalborg-Office:Floor-3:Room-1.255:Actuator_Setvalue-Lighting-Off-Delay', 'Aalborg-Office:Floor-3:Room-1.255:Actuator_Setvalue-Ventilation-Closing-Damper-Delay', 'Aalborg-Office:Floor-3:Room-1.255:Actuator_Switch-Lighting', 'Aalborg-Office:Floor-3:Room-1.255:Actuator_Switch-Lighting-Ceiling', 'Aalborg-Office:Floor-3:Room-1.255:Actuator_Switch-Lighting-Manual', 'Aalborg-Office:Floor-3:Room-1.255:Actuator_Switch-Window', 'Aalborg-Office:Floor-3:Room-1.255:Sensor_CO2', 'Aalborg-Office:Floor-3:Room-1.255:Sensor_Lighting', 'Aalborg-Office:Floor-3:Room-1.255:Sensor_Occupancy', 'Aalborg-Office:Floor-3:Room-1.255:Sensor_Occupancy-Activity', 'Aalborg-Office:Floor-3:Room-1.255:Sensor_Signal-Opening-Radiator-Valve', 'Aalborg-Office:Floor-3:Room-1.255:Sensor_Temperature']
Space | Aalborg-Office:Floor-3:Room-1.256 | Kontor | Room | 2_XMXlDeP5JfU08us6dPOF | Aalborg-Office:Floor-3 | 1.256 |  | ['Aalborg-Office:Floor-3:Room-1.256:Actuator_Position-Ventilation-Supply-Extraction-Damper', 'Aalborg-Office:Floor-3:Room-1.256:Actuator_Setpoint-CO2-Upper-Limit', 'Aalborg-Office:Floor-3:Room-1.256:Actuator_Setpoint-Lighting', 'Aalborg-Office:Floor-3:Room-1.256:Actuator_Setpoint-Lighting-Off', 'Aalborg-Office:Floor-3:Room-1.256:Actuator_Setpoint-Temperature-Cooling-Lower', 'Aalborg-Office:Floor-3:Room-1.256:Actuator_Setpoint-Temperature-Cooling-Upper', 'Aalborg-Office:Floor-3:Room-1.256:Actuator_Setpoint-Temperature-Global', 'Aalborg-Office:Floor-3:Room-1.256:Actuator_Setpoint-Temperature-Global-Offset', 'Aalborg-Office:Floor-3:Room-1.256:Actuator_Setvalue-Lighting-Off-Delay', 'Aalborg-Office:Floor-3:Room-1.256:Actuator_Setvalue-Ventilation-Closing-Damper-Delay', 'Aalborg-Office:Floor-3:Room-1.256:Actuator_Switch-Lighting', 'Aalborg-Office:Floor-3:Room-1.256:Actuator_Switch-Lighting-Ceiling', 'Aalborg-Office:Floor-3:Room-1.256:Actuator_Switch-Lighting-Manual', 'Aalborg-Office:Floor-3:Room-1.256:Actuator_Switch-Window', 'Aalborg-Office:Floor-3:Room-1.256:Sensor_CO2', 'Aalborg-Office:Floor-3:Room-1.256:Sensor_Lighting', 'Aalborg-Office:Floor-3:Room-1.256:Sensor_Occupancy', 'Aalborg-Office:Floor-3:Room-1.256:Sensor_Occupancy-Activity', 'Aalborg-Office:Floor-3:Room-1.256:Sensor_Signal-Opening-Radiator-Valve', 'Aalborg-Office:Floor-3:Room-1.256:Sensor_Temperature']
Space | Aalborg-Office:Floor-3:Room-1.257 | Kontor | Room | 2_XMXlDeP5JfU08us6dPO1 | Aalborg-Office:Floor-3 | 1.257 |  | ['Aalborg-Office:Floor-3:Room-1.257:Actuator_Position-Ventilation-Supply-Extraction-Damper', 'Aalborg-Office:Floor-3:Room-1.257:Actuator_Setpoint-CO2-Upper-Limit', 'Aalborg-Office:Floor-3:Room-1.257:Actuator_Setpoint-Lighting', 'Aalborg-Office:Floor-3:Room-1.257:Actuator_Setpoint-Lighting-Off', 'Aalborg-Office:Floor-3:Room-1.257:Actuator_Setpoint-Temperature-Cooling-Lower', 'Aalborg-Office:Floor-3:Room-1.257:Actuator_Setpoint-Temperature-Cooling-Upper', 'Aalborg-Office:Floor-3:Room-1.257:Actuator_Setpoint-Temperature-Global', 'Aalborg-Office:Floor-3:Room-1.257:Actuator_Setpoint-Temperature-Global-Offset', 'Aalborg-Office:Floor-3:Room-1.257:Actuator_Setvalue-Lighting-Off-Delay', 'Aalborg-Office:Floor-3:Room-1.257:Actuator_Setvalue-Ventilation-Closing-Damper-Delay', 'Aalborg-Office:Floor-3:Room-1.257:Actuator_Switch-Lighting', 'Aalborg-Office:Floor-3:Room-1.257:Actuator_Switch-Lighting-Ceiling', 'Aalborg-Office:Floor-3:Room-1.257:Actuator_Switch-Lighting-Manual', 'Aalborg-Office:Floor-3:Room-1.257:Actuator_Switch-Window', 'Aalborg-Office:Floor-3:Room-1.257:Sensor_CO2', 'Aalborg-Office:Floor-3:Room-1.257:Sensor_Lighting', 'Aalborg-Office:Floor-3:Room-1.257:Sensor_Occupancy', 'Aalborg-Office:Floor-3:Room-1.257:Sensor_Occupancy-Activity', 'Aalborg-Office:Floor-3:Room-1.257:Sensor_Signal-Opening-Radiator-Valve', 'Aalborg-Office:Floor-3:Room-1.257:Sensor_Temperature']
Space | Aalborg-Office:Floor-3:Room-1.258 | Kontor | Room | 2_XMXlDeP5JfU08us6dPOC | Aalborg-Office:Floor-3 | 1.258 |  | ['Aalborg-Office:Floor-3:Room-1.258:Actuator_Position-Ventilation-Supply-Extraction-Damper', 'Aalborg-Office:Floor-3:Room-1.258:Actuator_Setpoint-CO2-Upper-Limit', 'Aalborg-Office:Floor-3:Room-1.258:Actuator_Setpoint-Lighting', 'Aalborg-Office:Floor-3:Room-1.258:Actuator_Setpoint-Lighting-Off', 'Aalborg-Office:Floor-3:Room-1.258:Actuator_Setpoint-Temperature-Cooling-Lower', 'Aalborg-Office:Floor-3:Room-1.258:Actuator_Setpoint-Temperature-Cooling-Upper', 'Aalborg-Office:Floor-3:Room-1.258:Actuator_Setpoint-Temperature-Global', 'Aalborg-Office:Floor-3:Room-1.258:Actuator_Setpoint-Temperature-Global-Offset', 'Aalborg-Office:Floor-3:Room-1.258:Actuator_Setvalue-Lighting-Off-Delay', 'Aalborg-Office:Floor-3:Room-1.258:Actuator_Setvalue-Ventilation-Closing-Damper-Delay', 'Aalborg-Office:Floor-3:Room-1.258:Actuator_Switch-Lighting', 'Aalborg-Office:Floor-3:Room-1.258:Actuator_Switch-Lighting-Ceiling', 'Aalborg-Office:Floor-3:Room-1.258:Actuator_Switch-Lighting-Manual', 'Aalborg-Office:Floor-3:Room-1.258:Actuator_Switch-Window', 'Aalborg-Office:Floor-3:Room-1.258:Sensor_CO2', 'Aalborg-Office:Floor-3:Room-1.258:Sensor_Lighting', 'Aalborg-Office:Floor-3:Room-1.258:Sensor_Occupancy', 'Aalborg-Office:Floor-3:Room-1.258:Sensor_Occupancy-Activity', 'Aalborg-Office:Floor-3:Room-1.258:Sensor_Signal-Opening-Radiator-Valve', 'Aalborg-Office:Floor-3:Room-1.258:Sensor_Temperature']
Space | Aalborg-Office:Floor-3:Room-1.260 | Kontor | Room | 2_XMXlDeP5JfU08us6dPOA | Aalborg-Office:Floor-3 | 1.260 |  | ['Aalborg-Office:Floor-3:Room-1.260:Actuator_Position-Ventilation-Supply-Extraction-Damper', 'Aalborg-Office:Floor-3:Room-1.260:Actuator_Setpoint-CO2-Upper-Limit', 'Aalborg-Office:Floor-3:Room-1.260:Actuator_Setpoint-Lighting', 'Aalborg-Office:Floor-3:Room-1.260:Actuator_Setpoint-Lighting-Off', 'Aalborg-Office:Floor-3:Room-1.260:Actuator_Setpoint-Temperature-Cooling-Lower', 'Aalborg-Office:Floor-3:Room-1.260:Actuator_Setpoint-Temperature-Cooling-Upper', 'Aalborg-Office:Floor-3:Room-1.260:Actuator_Setpoint-Temperature-Global', 'Aalborg-Office:Floor-3:Room-1.260:Actuator_Setpoint-Temperature-Global-Offset', 'Aalborg-Office:Floor-3:Room-1.260:Actuator_Setvalue-Lighting-Off-Delay', 'Aalborg-Office:Floor-3:Room-1.260:Actuator_Setvalue-Ventilation-Closing-Damper-Delay', 'Aalborg-Office:Floor-3:Room-1.260:Actuator_Switch-Lighting', 'Aalborg-Office:Floor-3:Room-1.260:Actuator_Switch-Lighting-Ceiling', 'Aalborg-Office:Floor-3:Room-1.260:Actuator_Switch-Lighting-Manual', 'Aalborg-Office:Floor-3:Room-1.260:Actuator_Switch-Window', 'Aalborg-Office:Floor-3:Room-1.260:Sensor_CO2', 'Aalborg-Office:Floor-3:Room-1.260:Sensor_Lighting', 'Aalborg-Office:Floor-3:Room-1.260:Sensor_Occupancy', 'Aalborg-Office:Floor-3:Room-1.260:Sensor_Occupancy-Activity', 'Aalborg-Office:Floor-3:Room-1.260:Sensor_Signal-Opening-Radiator-Valve', 'Aalborg-Office:Floor-3:Room-1.260:Sensor_Temperature']
Space | Aalborg-Office:Floor-3:Room-1.263 | Møde | Room | 2_XMXlDeP5JfU08us6dPPu | Aalborg-Office:Floor-3 | 1.263 |  | ['Aalborg-Office:Floor-3:Room-1.263:Actuator_Position-Ventilation-Supply-Extraction-Damper', 'Aalborg-Office:Floor-3:Room-1.263:Actuator_Setpoint-CO2-Upper-Limit', 'Aalborg-Office:Floor-3:Room-1.263:Actuator_Setpoint-Lighting', 'Aalborg-Office:Floor-3:Room-1.263:Actuator_Setpoint-Lighting-Off', 'Aalborg-Office:Floor-3:Room-1.263:Actuator_Setpoint-Temperature-Cooling-Lower', 'Aalborg-Office:Floor-3:Room-1.263:Actuator_Setpoint-Temperature-Cooling-Upper', 'Aalborg-Office:Floor-3:Room-1.263:Actuator_Setpoint-Temperature-Global', 'Aalborg-Office:Floor-3:Room-1.263:Actuator_Setpoint-Temperature-Global-Offset', 'Aalborg-Office:Floor-3:Room-1.263:Actuator_Setvalue-Lighting-Off-Delay', 'Aalborg-Office:Floor-3:Room-1.263:Actuator_Setvalue-Ventilation-Closing-Damper-Delay', 'Aalborg-Office:Floor-3:Room-1.263:Actuator_Switch-Lighting', 'Aalborg-Office:Floor-3:Room-1.263:Actuator_Switch-Lighting-Ceiling', 'Aalborg-Office:Floor-3:Room-1.263:Actuator_Switch-Lighting-Manual', 'Aalborg-Office:Floor-3:Room-1.263:Sensor_AHU-Status', 'Aalborg-Office:Floor-3:Room-1.263:Sensor_CO2', 'Aalborg-Office:Floor-3:Room-1.263:Sensor_Lighting', 'Aalborg-Office:Floor-3:Room-1.263:Sensor_Occupancy', 'Aalborg-Office:Floor-3:Room-1.263:Sensor_Occupancy-Activity', 'Aalborg-Office:Floor-3:Room-1.263:Sensor_Signal-Opening-Radiator-Valve', 'Aalborg-Office:Floor-3:Room-1.263:Sensor_Temperature']
Space | Aalborg-Office:Floor-4 | Niv.3 (4) | Floor | 2NLfjMprv1ausT6Uy7L3eq | Aalborg-Office | Niv.3 (4) | ['Aalborg-Office:Floor-4:Room-1.303', 'Aalborg-Office:Floor-4:Room-1.305', 'Aalborg-Office:Floor-4:Room-1.306', 'Aalborg-Office:Floor-4:Room-1.307', 'Aalborg-Office:Floor-4:Room-1.308', 'Aalborg-Office:Floor-4:Room-1.309', 'Aalborg-Office:Floor-4:Room-1.310', 'Aalborg-Office:Floor-4:Room-1.311', 'Aalborg-Office:Floor-4:Room-1.312', 'Aalborg-Office:Floor-4:Room-1.313', 'Aalborg-Office:Floor-4:Room-1.314', 'Aalborg-Office:Floor-4:Room-1.315', 'Aalborg-Office:Floor-4:Room-1.316', 'Aalborg-Office:Floor-4:Room-1.317', 'Aalborg-Office:Floor-4:Room-1.318', 'Aalborg-Office:Floor-4:Room-1.319', 'Aalborg-Office:Floor-4:Room-1.320', 'Aalborg-Office:Floor-4:Room-1.321', 'Aalborg-Office:Floor-4:Room-1.322', 'Aalborg-Office:Floor-4:Room-1.323', 'Aalborg-Office:Floor-4:Room-1.324', 'Aalborg-Office:Floor-4:Room-1.325', 'Aalborg-Office:Floor-4:Room-1.326', 'Aalborg-Office:Floor-4:Room-1.327', 'Aalborg-Office:Floor-4:Room-1.328', 'Aalborg-Office:Floor-4:Room-1.329', 'Aalborg-Office:Floor-4:Room-1.330', 'Aalborg-Office:Floor-4:Room-1.331', 'Aalborg-Office:Floor-4:Room-1.332', 'Aalborg-Office:Floor-4:Room-1.333', 'Aalborg-Office:Floor-4:Room-1.334', 'Aalborg-Office:Floor-4:Room-1.335', 'Aalborg-Office:Floor-4:Room-1.336', 'Aalborg-Office:Floor-4:Room-1.337', 'Aalborg-Office:Floor-4:Room-1.338', 'Aalborg-Office:Floor-4:Room-1.339', 'Aalborg-Office:Floor-4:Room-1.340', 'Aalborg-Office:Floor-4:Room-1.341', 'Aalborg-Office:Floor-4:Room-1.342', 'Aalborg-Office:Floor-4:Room-1.343', 'Aalborg-Office:Floor-4:Room-1.344', 'Aalborg-Office:Floor-4:Room-1.345', 'Aalborg-Office:Floor-4:Room-1.346', 'Aalborg-Office:Floor-4:Room-1.347', 'Aalborg-Office:Floor-4:Room-1.348', 'Aalborg-Office:Floor-4:Room-1.349', 'Aalborg-Office:Floor-4:Room-1.350', 'Aalborg-Office:Floor-4:Room-1.351', 'Aalborg-Office:Floor-4:Room-1.352', 'Aalborg-Office:Floor-4:Room-1.353', 'Aalborg-Office:Floor-4:Room-1.354', 'Aalborg-Office:Floor-4:Room-1.355', 'Aalborg-Office:Floor-4:Room-1.359', 'Aalborg-Office:Floor-4:Room-1.361', 'Aalborg-Office:Floor-4:Room-1.363', 'Aalborg-Office:Floor-4:Room-1.365', 'Aalborg-Office:Floor-4:Room-1.367']
Space | Aalborg-Office:Floor-4:Room-1.303 | Grupperum | Room | 2_XMXlDeP5JfU08us6dPyb | Aalborg-Office:Floor-4 | 1.303 |  | Aalborg-Office:Floor-4:Room-1.303:Sensor_Occupancy-Activity
Space | Aalborg-Office:Floor-4:Room-1.305 | Grupperum | Room | 2_XMXlDeP5JfU08us6dPyQ | Aalborg-Office:Floor-4 | 1.305 |  | Aalborg-Office:Floor-4:Room-1.305:Sensor_Occupancy-Activity
Space | Aalborg-Office:Floor-4:Room-1.306 | Grupperum | Room | 2_XMXlDeP5JfU08us6dPyZ | Aalborg-Office:Floor-4 | 1.306 |  | Aalborg-Office:Floor-4:Room-1.306:Sensor_Occupancy-Activity
Space | Aalborg-Office:Floor-4:Room-1.307 | Grupperum | Room | 2_XMXlDeP5JfU08us6dPyV | Aalborg-Office:Floor-4 | 1.307 |  | Aalborg-Office:Floor-4:Room-1.307:Sensor_Occupancy-Activity
Space | Aalborg-Office:Floor-4:Room-1.308 | Grupperum | Room | 2_XMXlDeP5JfU08us6dPyk | Aalborg-Office:Floor-4 | 1.308 |  | Aalborg-Office:Floor-4:Room-1.308:Sensor_Occupancy-Activity
Space | Aalborg-Office:Floor-4:Room-1.309 | Grupperum | Room | 2_XMXlDeP5JfU08us6dPyS | Aalborg-Office:Floor-4 | 1.309 |  | Aalborg-Office:Floor-4:Room-1.309:Sensor_Occupancy-Activity
Space | Aalborg-Office:Floor-4:Room-1.310 | Grupperum | Room | 2_XMXlDeP5JfU08us6dPyf | Aalborg-Office:Floor-4 | 1.310 |  | Aalborg-Office:Floor-4:Room-1.310:Sensor_Occupancy-Activity
Space | Aalborg-Office:Floor-4:Room-1.311 | Grupperum | Room | 2lI2bnel50Ye$vWXnnsSxm | Aalborg-Office:Floor-4 | 1.311 |  | Aalborg-Office:Floor-4:Room-1.311:Sensor_Occupancy-Activity
Space | Aalborg-Office:Floor-4:Room-1.312 | Grupperum | Room | 2_XMXlDeP5JfU08us6dPyq | Aalborg-Office:Floor-4 | 1.312 |  | Aalborg-Office:Floor-4:Room-1.312:Sensor_Occupancy-Activity
Space | Aalborg-Office:Floor-4:Room-1.313 | Grupperum | Room | 2_XMXlDeP5JfU08us6dPyM | Aalborg-Office:Floor-4 | 1.313 |  | Aalborg-Office:Floor-4:Room-1.313:Sensor_Occupancy-Activity
Space | Aalborg-Office:Floor-4:Room-1.314 | Grupperum | Room | 2_XMXlDeP5JfU08us6dPyt | Aalborg-Office:Floor-4 | 1.314 |  | Aalborg-Office:Floor-4:Room-1.314:Sensor_Occupancy-Activity
Space | Aalborg-Office:Floor-4:Room-1.315 | Grupperum | Room | 2_XMXlDeP5JfU08us6dPy8 | Aalborg-Office:Floor-4 | 1.315 |  | Aalborg-Office:Floor-4:Room-1.315:Sensor_Occupancy-Activity
Space | Aalborg-Office:Floor-4:Room-1.316 | Kontor | Room | 2_XMXlDeP5JfU08us6dPyz | Aalborg-Office:Floor-4 | 1.316 |  | Aalborg-Office:Floor-4:Room-1.316:Sensor_Occupancy-Activity
Space | Aalborg-Office:Floor-4:Room-1.317 | Grupperum | Room | 2_XMXlDeP5JfU08us6dPyD | Aalborg-Office:Floor-4 | 1.317 |  | Aalborg-Office:Floor-4:Room-1.317:Sensor_Occupancy-Activity
Space | Aalborg-Office:Floor-4:Room-1.318 | Kontor | Room | 2_XMXlDeP5JfU08us6dPyu | Aalborg-Office:Floor-4 | 1.318 |  | Aalborg-Office:Floor-4:Room-1.318:Sensor_Occupancy-Activity
Space | Aalborg-Office:Floor-4:Room-1.319 | Grupperum | Room | 2_XMXlDeP5JfU08us6dPy2 | Aalborg-Office:Floor-4 | 1.319 |  | Aalborg-Office:Floor-4:Room-1.319:Sensor_Occupancy-Activity
Space | Aalborg-Office:Floor-4:Room-1.320 | Kontor | Room | 2_XMXlDeP5JfU08us6dPyx | Aalborg-Office:Floor-4 | 1.320 |  | Aalborg-Office:Floor-4:Room-1.320:Sensor_Occupancy-Activity
Space | Aalborg-Office:Floor-4:Room-1.321 | Grupperum | Room | 2_XMXlDeP5JfU08us6dPy7 | Aalborg-Office:Floor-4 | 1.321 |  | Aalborg-Office:Floor-4:Room-1.321:Sensor_Occupancy-Activity
Space | Aalborg-Office:Floor-4:Room-1.322 | Kontor | Room | 2_XMXlDeP5JfU08us6dP$6 | Aalborg-Office:Floor-4 | 1.322 |  | Aalborg-Office:Floor-4:Room-1.322:Sensor_Occupancy-Activity
Space | Aalborg-Office:Floor-4:Room-1.323 | Grupperum | Room | 2_XMXlDeP5JfU08us6dPy4 | Aalborg-Office:Floor-4 | 1.323 |  | Aalborg-Office:Floor-4:Room-1.323:Sensor_Occupancy-Activity
Space | Aalborg-Office:Floor-4:Room-1.324 | Kontor | Room | 2_XMXlDeP5JfU08us6dP$1 | Aalborg-Office:Floor-4 | 1.324 |  | Aalborg-Office:Floor-4:Room-1.324:Sensor_Occupancy-Activity
Space | Aalborg-Office:Floor-4:Room-1.325 | Grupperum | Room | 2_XMXlDeP5JfU08us6dPzv | Aalborg-Office:Floor-4 | 1.325 |  | Aalborg-Office:Floor-4:Room-1.325:Sensor_Occupancy-Activity
Space | Aalborg-Office:Floor-4:Room-1.326 | Kontor | Room | 2_XMXlDeP5JfU08us6dP$C | Aalborg-Office:Floor-4 | 1.326 |  | Aalborg-Office:Floor-4:Room-1.326:Sensor_Occupancy-Activity
Space | Aalborg-Office:Floor-4:Room-1.327 | Grupperum | Room | 2_XMXlDeP5JfU08us6dPz_ | Aalborg-Office:Floor-4 | 1.327 |  | Aalborg-Office:Floor-4:Room-1.327:Sensor_Occupancy-Activity
Space | Aalborg-Office:Floor-4:Room-1.328 | Kontor | Room | 2_XMXlDeP5JfU08us6dP$F | Aalborg-Office:Floor-4 | 1.328 |  | Aalborg-Office:Floor-4:Room-1.328:Sensor_Occupancy-Activity
Space | Aalborg-Office:Floor-4:Room-1.329 | Møde / Stillerum | Room | 2_XMXlDeP5JfU08us6dQEV | Aalborg-Office:Floor-4 | 1.329 |  | Aalborg-Office:Floor-4:Room-1.329:Sensor_Occupancy-Activity
Space | Aalborg-Office:Floor-4:Room-1.330 | Kontor | Room | 2_XMXlDeP5JfU08us6dP$A | Aalborg-Office:Floor-4 | 1.330 |  | Aalborg-Office:Floor-4:Room-1.330:Sensor_Occupancy-Activity
Space | Aalborg-Office:Floor-4:Room-1.331 | Møde / Stillerum | Room | 2_XMXlDeP5JfU08us6dQEQ | Aalborg-Office:Floor-4 | 1.331 |  | Aalborg-Office:Floor-4:Room-1.331:Sensor_Occupancy-Activity
Space | Aalborg-Office:Floor-4:Room-1.332 | Kontor | Room | 2_XMXlDeP5JfU08us6dP$L | Aalborg-Office:Floor-4 | 1.332 |  | Aalborg-Office:Floor-4:Room-1.332:Sensor_Occupancy-Activity
Space | Aalborg-Office:Floor-4:Room-1.333 | Møde / Stillerum | Room | 2YAcj_b6T0d9HrQwVaaQ7V | Aalborg-Office:Floor-4 | 1.333 |  | Aalborg-Office:Floor-4:Room-1.333:Sensor_Occupancy-Activity
Space | Aalborg-Office:Floor-4:Room-1.334 | Kontor | Room | 2_XMXlDeP5JfU08us6dP$n | Aalborg-Office:Floor-4 | 1.334 |  | Aalborg-Office:Floor-4:Room-1.334:Sensor_Occupancy-Activity
Space | Aalborg-Office:Floor-4:Room-1.335 | Møde / Stillerum | Room | 2_XMXlDeP5JfU08us6dQEb | Aalborg-Office:Floor-4 | 1.335 |  | Aalborg-Office:Floor-4:Room-1.335:Sensor_Occupancy-Activity
Space | Aalborg-Office:Floor-4:Room-1.336 | Kontor | Room | 2_XMXlDeP5JfU08us6dP$y | Aalborg-Office:Floor-4 | 1.336 |  | Aalborg-Office:Floor-4:Room-1.336:Sensor_Occupancy-Activity
Space | Aalborg-Office:Floor-4:Room-1.337 | Møde / Stillerum | Room | 2_XMXlDeP5JfU08us6dQEW | Aalborg-Office:Floor-4 | 1.337 |  | Aalborg-Office:Floor-4:Room-1.337:Sensor_Occupancy-Activity
Space | Aalborg-Office:Floor-4:Room-1.338 | Kontor | Room | 2_XMXlDeP5JfU08us6dP$$ | Aalborg-Office:Floor-4 | 1.338 |  | Aalborg-Office:Floor-4:Room-1.338:Sensor_Occupancy-Activity
Space | Aalborg-Office:Floor-4:Room-1.339 | Møde | Room | 1ek4dDHDHDIBT4dIdChfEM | Aalborg-Office:Floor-4 | 1.339 |  | Aalborg-Office:Floor-4:Room-1.339:Sensor_Occupancy-Activity
Space | Aalborg-Office:Floor-4:Room-1.340 | Kontor | Room | 2_XMXlDeP5JfU08us6dP$w | Aalborg-Office:Floor-4 | 1.340 |  | ['Aalborg-Office:Floor-4:Room-1.340:Actuator_Position-Ventilation-Supply-Extraction-Damper', 'Aalborg-Office:Floor-4:Room-1.340:Actuator_Setpoint-CO2-Upper-Limit', 'Aalborg-Office:Floor-4:Room-1.340:Actuator_Setpoint-Lighting', 'Aalborg-Office:Floor-4:Room-1.340:Actuator_Setpoint-Lighting-Off', 'Aalborg-Office:Floor-4:Room-1.340:Actuator_Setpoint-Temperature-Cooling-Lower', 'Aalborg-Office:Floor-4:Room-1.340:Actuator_Setpoint-Temperature-Cooling-Upper', 'Aalborg-Office:Floor-4:Room-1.340:Actuator_Setpoint-Temperature-Global', 'Aalborg-Office:Floor-4:Room-1.340:Actuator_Setpoint-Temperature-Global-Offset', 'Aalborg-Office:Floor-4:Room-1.340:Actuator_Setvalue-Lighting-Off-Delay', 'Aalborg-Office:Floor-4:Room-1.340:Actuator_Setvalue-Temperature-Deadband-Daytime', 'Aalborg-Office:Floor-4:Room-1.340:Actuator_Setvalue-Temperature-Deadband-Nightimte', 'Aalborg-Office:Floor-4:Room-1.340:Actuator_Setvalue-Temperature-Deadband-Standby', 'Aalborg-Office:Floor-4:Room-1.340:Actuator_Setvalue-Ventilation-Closing-Damper-Delay', 'Aalborg-Office:Floor-4:Room-1.340:Actuator_Switch-Lighting', 'Aalborg-Office:Floor-4:Room-1.340:Actuator_Switch-Lighting-Ceiling', 'Aalborg-Office:Floor-4:Room-1.340:Actuator_Switch-Lighting-Manual', 'Aalborg-Office:Floor-4:Room-1.340:Actuator_Switch-Window', 'Aalborg-Office:Floor-4:Room-1.340:Sensor_AHU-Status', 'Aalborg-Office:Floor-4:Room-1.340:Sensor_CO2', 'Aalborg-Office:Floor-4:Room-1.340:Sensor_Lighting', 'Aalborg-Office:Floor-4:Room-1.340:Sensor_Occupancy', 'Aalborg-Office:Floor-4:Room-1.340:Sensor_Occupancy-Activity', 'Aalborg-Office:Floor-4:Room-1.340:Sensor_Signal-Opening-Radiator-Valve', 'Aalborg-Office:Floor-4:Room-1.340:Sensor_Temperature']
Space | Aalborg-Office:Floor-4:Room-1.341 | Te køkken | Room | 3A$7HqCPn9lxmju864r0Lq | Aalborg-Office:Floor-4 | 1.341 |  | Aalborg-Office:Floor-4:Room-1.341:Sensor_Occupancy-Activity
Space | Aalborg-Office:Floor-4:Room-1.342 | Kontor | Room | 2_XMXlDeP5JfU08us6dP_5 | Aalborg-Office:Floor-4 | 1.342 |  | ['Aalborg-Office:Floor-4:Room-1.342:Actuator_Position-Ventilation-Supply-Extraction-Damper', 'Aalborg-Office:Floor-4:Room-1.342:Actuator_Setpoint-CO2-Upper-Limit', 'Aalborg-Office:Floor-4:Room-1.342:Actuator_Setpoint-Lighting', 'Aalborg-Office:Floor-4:Room-1.342:Actuator_Setpoint-Lighting-Off', 'Aalborg-Office:Floor-4:Room-1.342:Actuator_Setpoint-Temperature-Cooling-Lower', 'Aalborg-Office:Floor-4:Room-1.342:Actuator_Setpoint-Temperature-Cooling-Upper', 'Aalborg-Office:Floor-4:Room-1.342:Actuator_Setpoint-Temperature-Global', 'Aalborg-Office:Floor-4:Room-1.342:Actuator_Setpoint-Temperature-Global-Offset', 'Aalborg-Office:Floor-4:Room-1.342:Actuator_Setvalue-Lighting-Off-Delay', 'Aalborg-Office:Floor-4:Room-1.342:Actuator_Setvalue-Temperature-Deadband-Daytime', 'Aalborg-Office:Floor-4:Room-1.342:Actuator_Setvalue-Temperature-Deadband-Nightimte', 'Aalborg-Office:Floor-4:Room-1.342:Actuator_Setvalue-Temperature-Deadband-Standby', 'Aalborg-Office:Floor-4:Room-1.342:Actuator_Setvalue-Ventilation-Closing-Damper-Delay', 'Aalborg-Office:Floor-4:Room-1.342:Actuator_Switch-Lighting', 'Aalborg-Office:Floor-4:Room-1.342:Actuator_Switch-Lighting-Ceiling', 'Aalborg-Office:Floor-4:Room-1.342:Actuator_Switch-Lighting-Manual', 'Aalborg-Office:Floor-4:Room-1.342:Actuator_Switch-Window', 'Aalborg-Office:Floor-4:Room-1.342:Sensor_AHU-Status', 'Aalborg-Office:Floor-4:Room-1.342:Sensor_CO2', 'Aalborg-Office:Floor-4:Room-1.342:Sensor_Lighting', 'Aalborg-Office:Floor-4:Room-1.342:Sensor_Occupancy', 'Aalborg-Office:Floor-4:Room-1.342:Sensor_Occupancy-Activity', 'Aalborg-Office:Floor-4:Room-1.342:Sensor_Signal-Opening-Radiator-Valve', 'Aalborg-Office:Floor-4:Room-1.342:Sensor_Temperature']
Space | Aalborg-Office:Floor-4:Room-1.343 | Kontor | Room | 2_XMXlDeP5JfU08us6dQ2w | Aalborg-Office:Floor-4 | 1.343 |  | Aalborg-Office:Floor-4:Room-1.343:Sensor_Occupancy-Activity
Space | Aalborg-Office:Floor-4:Room-1.344 | Kontor | Room | 2_XMXlDeP5JfU08us6dP_0 | Aalborg-Office:Floor-4 | 1.344 |  | ['Aalborg-Office:Floor-4:Room-1.344:Actuator_Position-Ventilation-Supply-Extraction-Damper', 'Aalborg-Office:Floor-4:Room-1.344:Actuator_Setpoint-CO2-Upper-Limit', 'Aalborg-Office:Floor-4:Room-1.344:Actuator_Setpoint-Lighting', 'Aalborg-Office:Floor-4:Room-1.344:Actuator_Setpoint-Lighting-Off', 'Aalborg-Office:Floor-4:Room-1.344:Actuator_Setpoint-Temperature-Cooling-Lower', 'Aalborg-Office:Floor-4:Room-1.344:Actuator_Setpoint-Temperature-Cooling-Upper', 'Aalborg-Office:Floor-4:Room-1.344:Actuator_Setpoint-Temperature-Global', 'Aalborg-Office:Floor-4:Room-1.344:Actuator_Setpoint-Temperature-Global-Offset', 'Aalborg-Office:Floor-4:Room-1.344:Actuator_Setvalue-Lighting-Off-Delay', 'Aalborg-Office:Floor-4:Room-1.344:Actuator_Setvalue-Temperature-Deadband-Daytime', 'Aalborg-Office:Floor-4:Room-1.344:Actuator_Setvalue-Temperature-Deadband-Nightimte', 'Aalborg-Office:Floor-4:Room-1.344:Actuator_Setvalue-Temperature-Deadband-Standby', 'Aalborg-Office:Floor-4:Room-1.344:Actuator_Setvalue-Ventilation-Closing-Damper-Delay', 'Aalborg-Office:Floor-4:Room-1.344:Actuator_Switch-Lighting', 'Aalborg-Office:Floor-4:Room-1.344:Actuator_Switch-Lighting-Ceiling', 'Aalborg-Office:Floor-4:Room-1.344:Actuator_Switch-Lighting-Manual', 'Aalborg-Office:Floor-4:Room-1.344:Actuator_Switch-Window', 'Aalborg-Office:Floor-4:Room-1.344:Sensor_AHU-Status', 'Aalborg-Office:Floor-4:Room-1.344:Sensor_CO2', 'Aalborg-Office:Floor-4:Room-1.344:Sensor_Lighting', 'Aalborg-Office:Floor-4:Room-1.344:Sensor_Occupancy', 'Aalborg-Office:Floor-4:Room-1.344:Sensor_Occupancy-Activity', 'Aalborg-Office:Floor-4:Room-1.344:Sensor_Signal-Opening-Radiator-Valve', 'Aalborg-Office:Floor-4:Room-1.344:Sensor_Temperature']
Space | Aalborg-Office:Floor-4:Room-1.345 | Kontor | Room | 2_XMXlDeP5JfU08us6dPz5 | Aalborg-Office:Floor-4 | 1.345 |  | Aalborg-Office:Floor-4:Room-1.345:Sensor_Occupancy-Activity
Space | Aalborg-Office:Floor-4:Room-1.346 | Kontor | Room | 2_XMXlDeP5JfU08us6dP$s | Aalborg-Office:Floor-4 | 1.346 |  | ['Aalborg-Office:Floor-4:Room-1.346:Actuator_Position-Ventilation-Supply-Extraction-Damper', 'Aalborg-Office:Floor-4:Room-1.346:Actuator_Setpoint-CO2-Upper-Limit', 'Aalborg-Office:Floor-4:Room-1.346:Actuator_Setpoint-Lighting', 'Aalborg-Office:Floor-4:Room-1.346:Actuator_Setpoint-Lighting-Off', 'Aalborg-Office:Floor-4:Room-1.346:Actuator_Setpoint-Temperature-Cooling-Lower', 'Aalborg-Office:Floor-4:Room-1.346:Actuator_Setpoint-Temperature-Cooling-Upper', 'Aalborg-Office:Floor-4:Room-1.346:Actuator_Setpoint-Temperature-Global', 'Aalborg-Office:Floor-4:Room-1.346:Actuator_Setpoint-Temperature-Global-Offset', 'Aalborg-Office:Floor-4:Room-1.346:Actuator_Setvalue-Lighting-Off-Delay', 'Aalborg-Office:Floor-4:Room-1.346:Actuator_Setvalue-Temperature-Deadband-Daytime', 'Aalborg-Office:Floor-4:Room-1.346:Actuator_Setvalue-Temperature-Deadband-Nightimte', 'Aalborg-Office:Floor-4:Room-1.346:Actuator_Setvalue-Temperature-Deadband-Standby', 'Aalborg-Office:Floor-4:Room-1.346:Actuator_Setvalue-Ventilation-Closing-Damper-Delay', 'Aalborg-Office:Floor-4:Room-1.346:Actuator_Switch-Lighting', 'Aalborg-Office:Floor-4:Room-1.346:Actuator_Switch-Lighting-Ceiling', 'Aalborg-Office:Floor-4:Room-1.346:Actuator_Switch-Lighting-Manual', 'Aalborg-Office:Floor-4:Room-1.346:Actuator_Switch-Window', 'Aalborg-Office:Floor-4:Room-1.346:Sensor_AHU-Status', 'Aalborg-Office:Floor-4:Room-1.346:Sensor_CO2', 'Aalborg-Office:Floor-4:Room-1.346:Sensor_Lighting', 'Aalborg-Office:Floor-4:Room-1.346:Sensor_Occupancy', 'Aalborg-Office:Floor-4:Room-1.346:Sensor_Occupancy-Activity', 'Aalborg-Office:Floor-4:Room-1.346:Sensor_Signal-Opening-Radiator-Valve', 'Aalborg-Office:Floor-4:Room-1.346:Sensor_Temperature']
Space | Aalborg-Office:Floor-4:Room-1.347 | Kontor | Room | 3xCVCEgevA98lgT2bAWd9T | Aalborg-Office:Floor-4 | 1.347 |  | Aalborg-Office:Floor-4:Room-1.347:Sensor_Occupancy-Activity
Space | Aalborg-Office:Floor-4:Room-1.348 | Kontor | Room | 2_XMXlDeP5JfU08us6dP$h | Aalborg-Office:Floor-4 | 1.348 |  | ['Aalborg-Office:Floor-4:Room-1.348:Actuator_Position-Ventilation-Supply-Extraction-Damper', 'Aalborg-Office:Floor-4:Room-1.348:Actuator_Setpoint-CO2-Upper-Limit', 'Aalborg-Office:Floor-4:Room-1.348:Actuator_Setpoint-Lighting', 'Aalborg-Office:Floor-4:Room-1.348:Actuator_Setpoint-Lighting-Off', 'Aalborg-Office:Floor-4:Room-1.348:Actuator_Setpoint-Temperature-Cooling-Lower', 'Aalborg-Office:Floor-4:Room-1.348:Actuator_Setpoint-Temperature-Cooling-Upper', 'Aalborg-Office:Floor-4:Room-1.348:Actuator_Setpoint-Temperature-Global', 'Aalborg-Office:Floor-4:Room-1.348:Actuator_Setpoint-Temperature-Global-Offset', 'Aalborg-Office:Floor-4:Room-1.348:Actuator_Setvalue-Lighting-Off-Delay', 'Aalborg-Office:Floor-4:Room-1.348:Actuator_Setvalue-Ventilation-Closing-Damper-Delay', 'Aalborg-Office:Floor-4:Room-1.348:Actuator_Switch-Lighting', 'Aalborg-Office:Floor-4:Room-1.348:Actuator_Switch-Lighting-Ceiling', 'Aalborg-Office:Floor-4:Room-1.348:Actuator_Switch-Lighting-Manual', 'Aalborg-Office:Floor-4:Room-1.348:Actuator_Switch-Window', 'Aalborg-Office:Floor-4:Room-1.348:Sensor_AHU-Status', 'Aalborg-Office:Floor-4:Room-1.348:Sensor_CO2', 'Aalborg-Office:Floor-4:Room-1.348:Sensor_Lighting', 'Aalborg-Office:Floor-4:Room-1.348:Sensor_Occupancy', 'Aalborg-Office:Floor-4:Room-1.348:Sensor_Occupancy-Activity', 'Aalborg-Office:Floor-4:Room-1.348:Sensor_Signal-Opening-Radiator-Valve', 'Aalborg-Office:Floor-4:Room-1.348:Sensor_Temperature']
Space | Aalborg-Office:Floor-4:Room-1.349 | Kontor | Room | 2_XMXlDeP5JfU08us6dPz0 | Aalborg-Office:Floor-4 | 1.349 |  | Aalborg-Office:Floor-4:Room-1.349:Sensor_Occupancy-Activity
Space | Aalborg-Office:Floor-4:Room-1.350 | Kontor | Room | 2_XMXlDeP5JfU08us6dP$e | Aalborg-Office:Floor-4 | 1.350 |  | ['Aalborg-Office:Floor-4:Room-1.350:Actuator_Position-Ventilation-Supply-Extraction-Damper', 'Aalborg-Office:Floor-4:Room-1.350:Actuator_Setpoint-CO2-Upper-Limit', 'Aalborg-Office:Floor-4:Room-1.350:Actuator_Setpoint-Lighting', 'Aalborg-Office:Floor-4:Room-1.350:Actuator_Setpoint-Lighting-Off', 'Aalborg-Office:Floor-4:Room-1.350:Actuator_Setpoint-Temperature-Cooling-Lower', 'Aalborg-Office:Floor-4:Room-1.350:Actuator_Setpoint-Temperature-Cooling-Upper', 'Aalborg-Office:Floor-4:Room-1.350:Actuator_Setpoint-Temperature-Global', 'Aalborg-Office:Floor-4:Room-1.350:Actuator_Setpoint-Temperature-Global-Offset', 'Aalborg-Office:Floor-4:Room-1.350:Actuator_Setvalue-Lighting-Off-Delay', 'Aalborg-Office:Floor-4:Room-1.350:Actuator_Setvalue-Ventilation-Closing-Damper-Delay', 'Aalborg-Office:Floor-4:Room-1.350:Actuator_Switch-Lighting', 'Aalborg-Office:Floor-4:Room-1.350:Actuator_Switch-Lighting-Ceiling', 'Aalborg-Office:Floor-4:Room-1.350:Actuator_Switch-Lighting-Manual', 'Aalborg-Office:Floor-4:Room-1.350:Actuator_Switch-Window', 'Aalborg-Office:Floor-4:Room-1.350:Sensor_AHU-Status', 'Aalborg-Office:Floor-4:Room-1.350:Sensor_CO2', 'Aalborg-Office:Floor-4:Room-1.350:Sensor_Lighting', 'Aalborg-Office:Floor-4:Room-1.350:Sensor_Occupancy', 'Aalborg-Office:Floor-4:Room-1.350:Sensor_Occupancy-Activity', 'Aalborg-Office:Floor-4:Room-1.350:Sensor_Signal-Opening-Radiator-Valve', 'Aalborg-Office:Floor-4:Room-1.350:Sensor_Temperature']
Space | Aalborg-Office:Floor-4:Room-1.351 | Kontor | Room | 2_XMXlDeP5JfU08us6dPz3 | Aalborg-Office:Floor-4 | 1.351 |  | Aalborg-Office:Floor-4:Room-1.351:Sensor_Occupancy-Activity
Space | Aalborg-Office:Floor-4:Room-1.352 | Kontor | Room | 2_XMXlDeP5JfU08us6dP$j | Aalborg-Office:Floor-4 | 1.352 |  | ['Aalborg-Office:Floor-4:Room-1.352:Actuator_Position-Ventilation-Supply-Extraction-Damper', 'Aalborg-Office:Floor-4:Room-1.352:Actuator_Setpoint-CO2-Upper-Limit', 'Aalborg-Office:Floor-4:Room-1.352:Actuator_Setpoint-Lighting', 'Aalborg-Office:Floor-4:Room-1.352:Actuator_Setpoint-Lighting-Off', 'Aalborg-Office:Floor-4:Room-1.352:Actuator_Setpoint-Temperature-Cooling-Lower', 'Aalborg-Office:Floor-4:Room-1.352:Actuator_Setpoint-Temperature-Cooling-Upper', 'Aalborg-Office:Floor-4:Room-1.352:Actuator_Setpoint-Temperature-Global', 'Aalborg-Office:Floor-4:Room-1.352:Actuator_Setpoint-Temperature-Global-Offset', 'Aalborg-Office:Floor-4:Room-1.352:Actuator_Setvalue-Lighting-Off-Delay', 'Aalborg-Office:Floor-4:Room-1.352:Actuator_Setvalue-Ventilation-Closing-Damper-Delay', 'Aalborg-Office:Floor-4:Room-1.352:Actuator_Switch-Lighting', 'Aalborg-Office:Floor-4:Room-1.352:Actuator_Switch-Lighting-Ceiling', 'Aalborg-Office:Floor-4:Room-1.352:Actuator_Switch-Lighting-Manual', 'Aalborg-Office:Floor-4:Room-1.352:Actuator_Switch-Window', 'Aalborg-Office:Floor-4:Room-1.352:Sensor_AHU-Status', 'Aalborg-Office:Floor-4:Room-1.352:Sensor_CO2', 'Aalborg-Office:Floor-4:Room-1.352:Sensor_Lighting', 'Aalborg-Office:Floor-4:Room-1.352:Sensor_Occupancy', 'Aalborg-Office:Floor-4:Room-1.352:Sensor_Occupancy-Activity', 'Aalborg-Office:Floor-4:Room-1.352:Sensor_Signal-Opening-Radiator-Valve', 'Aalborg-Office:Floor-4:Room-1.352:Sensor_Temperature']
Space | Aalborg-Office:Floor-4:Room-1.353 | Kontor | Room | 2_XMXlDeP5JfU08us6dPzE | Aalborg-Office:Floor-4 | 1.353 |  | Aalborg-Office:Floor-4:Room-1.353:Sensor_Occupancy-Activity
Space | Aalborg-Office:Floor-4:Room-1.354 | Kontor | Room | 3xCVCEgevA98lgT2bAWexF | Aalborg-Office:Floor-4 | 1.354 |  | ['Aalborg-Office:Floor-4:Room-1.354:Actuator_Position-Ventilation-Supply-Extraction-Damper', 'Aalborg-Office:Floor-4:Room-1.354:Actuator_Setpoint-CO2-Upper-Limit', 'Aalborg-Office:Floor-4:Room-1.354:Actuator_Setpoint-Lighting', 'Aalborg-Office:Floor-4:Room-1.354:Actuator_Setpoint-Lighting-Off', 'Aalborg-Office:Floor-4:Room-1.354:Actuator_Setpoint-Temperature-Cooling-Lower', 'Aalborg-Office:Floor-4:Room-1.354:Actuator_Setpoint-Temperature-Cooling-Upper', 'Aalborg-Office:Floor-4:Room-1.354:Actuator_Setpoint-Temperature-Global', 'Aalborg-Office:Floor-4:Room-1.354:Actuator_Setpoint-Temperature-Global-Offset', 'Aalborg-Office:Floor-4:Room-1.354:Actuator_Setvalue-Lighting-Off-Delay', 'Aalborg-Office:Floor-4:Room-1.354:Actuator_Setvalue-Ventilation-Closing-Damper-Delay', 'Aalborg-Office:Floor-4:Room-1.354:Actuator_Switch-Lighting', 'Aalborg-Office:Floor-4:Room-1.354:Actuator_Switch-Lighting-Ceiling', 'Aalborg-Office:Floor-4:Room-1.354:Actuator_Switch-Lighting-Manual', 'Aalborg-Office:Floor-4:Room-1.354:Actuator_Switch-Window', 'Aalborg-Office:Floor-4:Room-1.354:Sensor_AHU-Status', 'Aalborg-Office:Floor-4:Room-1.354:Sensor_CO2', 'Aalborg-Office:Floor-4:Room-1.354:Sensor_Lighting', 'Aalborg-Office:Floor-4:Room-1.354:Sensor_Occupancy', 'Aalborg-Office:Floor-4:Room-1.354:Sensor_Occupancy-Activity', 'Aalborg-Office:Floor-4:Room-1.354:Sensor_Signal-Opening-Radiator-Valve', 'Aalborg-Office:Floor-4:Room-1.354:Sensor_Temperature']
Space | Aalborg-Office:Floor-4:Room-1.355 | Kontor | Room | 3HSTOj8ebFiQN6BLVlaKXh | Aalborg-Office:Floor-4 | 1.355 |  | Aalborg-Office:Floor-4:Room-1.355:Sensor_Occupancy-Activity
Space | Aalborg-Office:Floor-4:Room-1.359 | Møde | Room | 3HSTOj8ebFiQN6BLVlaKXe | Aalborg-Office:Floor-4 | 1.359 |  | ['Aalborg-Office:Floor-4:Room-1.359:Actuator_Position-Ventilation-Supply-Extraction-Damper', 'Aalborg-Office:Floor-4:Room-1.359:Actuator_Setpoint-CO2-Upper-Limit', 'Aalborg-Office:Floor-4:Room-1.359:Actuator_Setpoint-Lighting', 'Aalborg-Office:Floor-4:Room-1.359:Actuator_Setpoint-Lighting-Off', 'Aalborg-Office:Floor-4:Room-1.359:Actuator_Setpoint-Temperature-Cooling-Lower', 'Aalborg-Office:Floor-4:Room-1.359:Actuator_Setpoint-Temperature-Cooling-Upper', 'Aalborg-Office:Floor-4:Room-1.359:Actuator_Setpoint-Temperature-Global', 'Aalborg-Office:Floor-4:Room-1.359:Actuator_Setpoint-Temperature-Global-Offset', 'Aalborg-Office:Floor-4:Room-1.359:Actuator_Setvalue-Lighting-Off-Delay', 'Aalborg-Office:Floor-4:Room-1.359:Actuator_Setvalue-Ventilation-Closing-Damper-Delay', 'Aalborg-Office:Floor-4:Room-1.359:Actuator_Switch-Lighting', 'Aalborg-Office:Floor-4:Room-1.359:Actuator_Switch-Lighting-Ceiling', 'Aalborg-Office:Floor-4:Room-1.359:Actuator_Switch-Lighting-Manual', 'Aalborg-Office:Floor-4:Room-1.359:Sensor_CO2', 'Aalborg-Office:Floor-4:Room-1.359:Sensor_Lighting', 'Aalborg-Office:Floor-4:Room-1.359:Sensor_Occupancy', 'Aalborg-Office:Floor-4:Room-1.359:Sensor_Occupancy-Activity', 'Aalborg-Office:Floor-4:Room-1.359:Sensor_Signal-Opening-Radiator-Valve', 'Aalborg-Office:Floor-4:Room-1.359:Sensor_Temperature']
Space | Aalborg-Office:Floor-4:Room-1.361 | Kontor | Room | 2_XMXlDeP5JfU08us6dP$U | Aalborg-Office:Floor-4 | 1.361 |  | ['Aalborg-Office:Floor-4:Room-1.361:Actuator_Position-Ventilation-Supply-Extraction-Damper', 'Aalborg-Office:Floor-4:Room-1.361:Actuator_Setpoint-CO2-Upper-Limit', 'Aalborg-Office:Floor-4:Room-1.361:Actuator_Setpoint-Lighting', 'Aalborg-Office:Floor-4:Room-1.361:Actuator_Setpoint-Lighting-Off', 'Aalborg-Office:Floor-4:Room-1.361:Actuator_Setpoint-Temperature-Cooling-Lower', 'Aalborg-Office:Floor-4:Room-1.361:Actuator_Setpoint-Temperature-Cooling-Upper', 'Aalborg-Office:Floor-4:Room-1.361:Actuator_Setpoint-Temperature-Global', 'Aalborg-Office:Floor-4:Room-1.361:Actuator_Setpoint-Temperature-Global-Offset', 'Aalborg-Office:Floor-4:Room-1.361:Actuator_Setvalue-Lighting-Off-Delay', 'Aalborg-Office:Floor-4:Room-1.361:Actuator_Setvalue-Ventilation-Closing-Damper-Delay', 'Aalborg-Office:Floor-4:Room-1.361:Actuator_Switch-Lighting', 'Aalborg-Office:Floor-4:Room-1.361:Actuator_Switch-Lighting-Ceiling', 'Aalborg-Office:Floor-4:Room-1.361:Actuator_Switch-Lighting-Manual', 'Aalborg-Office:Floor-4:Room-1.361:Actuator_Switch-Window', 'Aalborg-Office:Floor-4:Room-1.361:Sensor_AHU-Status', 'Aalborg-Office:Floor-4:Room-1.361:Sensor_CO2', 'Aalborg-Office:Floor-4:Room-1.361:Sensor_Lighting', 'Aalborg-Office:Floor-4:Room-1.361:Sensor_Occupancy', 'Aalborg-Office:Floor-4:Room-1.361:Sensor_Occupancy-Activity', 'Aalborg-Office:Floor-4:Room-1.361:Sensor_Signal-Opening-Radiator-Valve', 'Aalborg-Office:Floor-4:Room-1.361:Sensor_Temperature']
Space | Aalborg-Office:Floor-4:Room-1.363 | Kontor | Room | 2_XMXlDeP5JfU08us6dP$a | Aalborg-Office:Floor-4 | 1.363 |  | ['Aalborg-Office:Floor-4:Room-1.363:Actuator_Position-Ventilation-Supply-Extraction-Damper', 'Aalborg-Office:Floor-4:Room-1.363:Actuator_Setpoint-CO2-Upper-Limit', 'Aalborg-Office:Floor-4:Room-1.363:Actuator_Setpoint-Lighting', 'Aalborg-Office:Floor-4:Room-1.363:Actuator_Setpoint-Lighting-Off', 'Aalborg-Office:Floor-4:Room-1.363:Actuator_Setpoint-Temperature-Cooling-Lower', 'Aalborg-Office:Floor-4:Room-1.363:Actuator_Setpoint-Temperature-Cooling-Upper', 'Aalborg-Office:Floor-4:Room-1.363:Actuator_Setpoint-Temperature-Global', 'Aalborg-Office:Floor-4:Room-1.363:Actuator_Setpoint-Temperature-Global-Offset', 'Aalborg-Office:Floor-4:Room-1.363:Actuator_Setvalue-Lighting-Off-Delay', 'Aalborg-Office:Floor-4:Room-1.363:Actuator_Setvalue-Ventilation-Closing-Damper-Delay', 'Aalborg-Office:Floor-4:Room-1.363:Actuator_Switch-Lighting', 'Aalborg-Office:Floor-4:Room-1.363:Actuator_Switch-Lighting-Ceiling', 'Aalborg-Office:Floor-4:Room-1.363:Actuator_Switch-Lighting-Manual', 'Aalborg-Office:Floor-4:Room-1.363:Actuator_Switch-Window', 'Aalborg-Office:Floor-4:Room-1.363:Sensor_AHU-Status', 'Aalborg-Office:Floor-4:Room-1.363:Sensor_CO2', 'Aalborg-Office:Floor-4:Room-1.363:Sensor_Lighting', 'Aalborg-Office:Floor-4:Room-1.363:Sensor_Occupancy', 'Aalborg-Office:Floor-4:Room-1.363:Sensor_Occupancy-Activity', 'Aalborg-Office:Floor-4:Room-1.363:Sensor_Signal-Opening-Radiator-Valve', 'Aalborg-Office:Floor-4:Room-1.363:Sensor_Temperature']
Space | Aalborg-Office:Floor-4:Room-1.365 | Kontor | Room | 3xCVCEgevA98lgT2bAWe$k | Aalborg-Office:Floor-4 | 1.365 |  | ['Aalborg-Office:Floor-4:Room-1.365:Actuator_Position-Ventilation-Supply-Extraction-Damper', 'Aalborg-Office:Floor-4:Room-1.365:Actuator_Setpoint-CO2-Upper-Limit', 'Aalborg-Office:Floor-4:Room-1.365:Actuator_Setpoint-Lighting', 'Aalborg-Office:Floor-4:Room-1.365:Actuator_Setpoint-Lighting-Off', 'Aalborg-Office:Floor-4:Room-1.365:Actuator_Setpoint-Temperature-Cooling-Lower', 'Aalborg-Office:Floor-4:Room-1.365:Actuator_Setpoint-Temperature-Cooling-Upper', 'Aalborg-Office:Floor-4:Room-1.365:Actuator_Setpoint-Temperature-Global', 'Aalborg-Office:Floor-4:Room-1.365:Actuator_Setpoint-Temperature-Global-Offset', 'Aalborg-Office:Floor-4:Room-1.365:Actuator_Setvalue-Lighting-Off-Delay', 'Aalborg-Office:Floor-4:Room-1.365:Actuator_Setvalue-Ventilation-Closing-Damper-Delay', 'Aalborg-Office:Floor-4:Room-1.365:Actuator_Switch-Lighting', 'Aalborg-Office:Floor-4:Room-1.365:Actuator_Switch-Lighting-Ceiling', 'Aalborg-Office:Floor-4:Room-1.365:Actuator_Switch-Lighting-Manual', 'Aalborg-Office:Floor-4:Room-1.365:Actuator_Switch-Window', 'Aalborg-Office:Floor-4:Room-1.365:Sensor_AHU-Status', 'Aalborg-Office:Floor-4:Room-1.365:Sensor_CO2', 'Aalborg-Office:Floor-4:Room-1.365:Sensor_Lighting', 'Aalborg-Office:Floor-4:Room-1.365:Sensor_Occupancy', 'Aalborg-Office:Floor-4:Room-1.365:Sensor_Occupancy-Activity', 'Aalborg-Office:Floor-4:Room-1.365:Sensor_Signal-Opening-Radiator-Valve', 'Aalborg-Office:Floor-4:Room-1.365:Sensor_Temperature']
Space | Aalborg-Office:Floor-4:Room-1.367 | Kontor | Room | 2_XMXlDeP5JfU08us6dP$P | Aalborg-Office:Floor-4 | 1.367 |  | ['Aalborg-Office:Floor-4:Room-1.367:Actuator_Position-Ventilation-Supply-Extraction-Damper', 'Aalborg-Office:Floor-4:Room-1.367:Actuator_Setpoint-CO2-Upper-Limit', 'Aalborg-Office:Floor-4:Room-1.367:Actuator_Setpoint-Lighting', 'Aalborg-Office:Floor-4:Room-1.367:Actuator_Setpoint-Lighting-Off', 'Aalborg-Office:Floor-4:Room-1.367:Actuator_Setpoint-Temperature-Cooling-Lower', 'Aalborg-Office:Floor-4:Room-1.367:Actuator_Setpoint-Temperature-Cooling-Upper', 'Aalborg-Office:Floor-4:Room-1.367:Actuator_Setpoint-Temperature-Global', 'Aalborg-Office:Floor-4:Room-1.367:Actuator_Setpoint-Temperature-Global-Offset', 'Aalborg-Office:Floor-4:Room-1.367:Actuator_Setvalue-Lighting-Off-Delay', 'Aalborg-Office:Floor-4:Room-1.367:Actuator_Setvalue-Ventilation-Closing-Damper-Delay', 'Aalborg-Office:Floor-4:Room-1.367:Actuator_Switch-Lighting', 'Aalborg-Office:Floor-4:Room-1.367:Actuator_Switch-Lighting-Ceiling', 'Aalborg-Office:Floor-4:Room-1.367:Actuator_Switch-Lighting-Manual', 'Aalborg-Office:Floor-4:Room-1.367:Actuator_Switch-Window', 'Aalborg-Office:Floor-4:Room-1.367:Sensor_AHU-Status', 'Aalborg-Office:Floor-4:Room-1.367:Sensor_CO2', 'Aalborg-Office:Floor-4:Room-1.367:Sensor_Lighting', 'Aalborg-Office:Floor-4:Room-1.367:Sensor_Occupancy', 'Aalborg-Office:Floor-4:Room-1.367:Sensor_Occupancy-Activity', 'Aalborg-Office:Floor-4:Room-1.367:Sensor_Signal-Opening-Radiator-Valve', 'Aalborg-Office:Floor-4:Room-1.367:Sensor_Temperature']
Space | Aalborg-Office:Floor-5 | Niv.4 (5) | Floor | 2NLfjMprv1ausT6Uy7L3fQ | Aalborg-Office | Niv.4 (5) | Aalborg-Office:Floor-5:Room-1.401
Space | Aalborg-Office:Floor-5:Room-1.401 | Kontor | Room | 1fblfi5sD60AOTzXrL8BXt | Aalborg-Office:Floor-5 | 1.401 |  | ['Aalborg-Office:Floor-5:Room-1.401:Actuator_Setpoint-CO2-Upper-Limit', 'Aalborg-Office:Floor-5:Room-1.401:Actuator_Setpoint-Lighting', 'Aalborg-Office:Floor-5:Room-1.401:Actuator_Setpoint-Lighting-Off', 'Aalborg-Office:Floor-5:Room-1.401:Actuator_Setpoint-Temperature-Cooling-Lower', 'Aalborg-Office:Floor-5:Room-1.401:Actuator_Setpoint-Temperature-Cooling-Upper', 'Aalborg-Office:Floor-5:Room-1.401:Actuator_Setpoint-Temperature-Global', 'Aalborg-Office:Floor-5:Room-1.401:Actuator_Setpoint-Temperature-Global-Offset', 'Aalborg-Office:Floor-5:Room-1.401:Actuator_Setvalue-Lighting-Off-Delay', 'Aalborg-Office:Floor-5:Room-1.401:Actuator_Setvalue-Ventilation-Closing-Damper-Delay', 'Aalborg-Office:Floor-5:Room-1.401:Actuator_Switch-Lighting', 'Aalborg-Office:Floor-5:Room-1.401:Actuator_Switch-Lighting-Ceiling', 'Aalborg-Office:Floor-5:Room-1.401:Actuator_Switch-Lighting-Manual', 'Aalborg-Office:Floor-5:Room-1.401:Actuator_Switch-Ventilation-Supply-Extraction-Damper', 'Aalborg-Office:Floor-5:Room-1.401:Sensor_AHU-Status', 'Aalborg-Office:Floor-5:Room-1.401:Sensor_CO2', 'Aalborg-Office:Floor-5:Room-1.401:Sensor_Lighting', 'Aalborg-Office:Floor-5:Room-1.401:Sensor_Occupancy', 'Aalborg-Office:Floor-5:Room-1.401:Sensor_Occupancy-Activity', 'Aalborg-Office:Floor-5:Room-1.401:Sensor_Signal-Opening-Radiator-Valve', 'Aalborg-Office:Floor-5:Room-1.401:Sensor_Temperature']
Space | Aalborg-Residential:Stair-11 | Entrance nº 11 | Stair |  | Aalborg-Residential | Aalborg Residential entrance number 11
Space | Aalborg-Residential:Stair-11:Floor-0 | Entrance nº 11, Floor 0 | Floor |  | Aalborg-Residential | Aalborg Residential entrance 11 floor 0
Space | Aalborg-Residential:Stair-11:Floor-0:Apartment-Left:Room_Bathroom | Bathroom of Left apartment in floor 0, entrance 11 | Room |  |  | Aalborg Residential Bathroom |  |  | 6
Space | Aalborg-Residential:Stair-11:Floor-0:Apartment-Left:Room_Bedroom | Bedroom of Left apartment in floor 0, entrance 11 | Room |  |  | Aalborg Residential Bedroom |  |  | 9
Space | Aalborg-Residential:Stair-11:Floor-0:Apartment-Left:Room_Bedroom-Master | Bedroom-Master of Left apartment in floor 0, entrance 11 | Room |  |  | Aalborg Residential Bedroom-Master |  |  | 16
Space | Aalborg-Residential:Stair-11:Floor-0:Apartment-Left:Room_Kitchen | Kitchen of Left apartment in floor 0, entrance 11 | Room |  |  | Aalborg Residential Kitchen |  |  | 20
Space | Aalborg-Residential:Stair-11:Floor-0:Apartment-Left:Room_Livingroom | Livingroom of Left apartment in floor 0, entrance 11 | Room |  |  | Aalborg Residential Livingroom |  |  | 21
Space | Aalborg-Residential:Stair-11:Floor-0:Apartment-Right:Room_Bathroom | Bathroom of Right apartment in floor 0, entrance 11 | Room |  |  | Aalborg Residential Bathroom |  |  | 9
Space | Aalborg-Residential:Stair-11:Floor-0:Apartment-Right:Room_Bedroom | Bedroom of Right apartment in floor 0, entrance 11 | Room |  |  | Aalborg Residential Bedroom |  |  | 16
Space | Aalborg-Residential:Stair-11:Floor-0:Apartment-Right:Room_Kitchen-Livingroom | Kitchen-Livingroom of Right apartment in floor 0, entrance 11 | Room |  |  | Aalborg Residential Kitchen-Livingroom |  |  | 33
Space | Aalborg-Residential:Stair-11:Floor-1 | Entrance nº 11, Floor 1 | Floor |  | Aalborg-Residential | Aalborg Residential entrance 11 floor 1
Space | Aalborg-Residential:Stair-11:Floor-1:Apartment-Left:Room_Bathroom | Bathroom of Left apartment in floor 1, entrance 11 | Room |  |  | Aalborg Residential Bathroom |  |  | 6
Space | Aalborg-Residential:Stair-11:Floor-1:Apartment-Left:Room_Bedroom | Bedroom of Left apartment in floor 1, entrance 11 | Room |  |  | Aalborg Residential Bedroom |  |  | 9
Space | Aalborg-Residential:Stair-11:Floor-1:Apartment-Left:Room_Bedroom-Master | Bedroom-Master of Left apartment in floor 1, entrance 11 | Room |  |  | Aalborg Residential Bedroom-Master |  |  | 16
Space | Aalborg-Residential:Stair-11:Floor-1:Apartment-Left:Room_Kitchen | Kitchen of Left apartment in floor 1, entrance 11 | Room |  |  | Aalborg Residential Kitchen |  |  | 20
Space | Aalborg-Residential:Stair-11:Floor-1:Apartment-Left:Room_Livingroom | Livingroom of Left apartment in floor 1, entrance 11 | Room |  |  | Aalborg Residential Livingroom |  |  | 21
Space | Aalborg-Residential:Stair-11:Floor-1:Apartment-Right:Room_Bathroom | Bathroom of Right apartment in floor 1, entrance 11 | Room |  |  | Aalborg Residential Bathroom |  |  | 6
Space | Aalborg-Residential:Stair-11:Floor-1:Apartment-Right:Room_Bedroom | Bedroom of Right apartment in floor 1, entrance 11 | Room |  |  | Aalborg Residential Bedroom |  |  | 16
Space | Aalborg-Residential:Stair-11:Floor-1:Apartment-Right:Room_Kitchen-Livingroom | Kitchen-Livingroom of Right apartment in floor 1, entrance 11 | Room |  |  | Aalborg Residential Kitchen-Livingroom |  |  | 33
Space | Aalborg-Residential:Stair-11:Floor-2 | Entrance nº 11, Floor 2 | Floor |  | Aalborg-Residential | Aalborg Residential entrance 11 floor 2
Space | Aalborg-Residential:Stair-11:Floor-2:Apartment-Left:Room_Bathroom | Bathroom of Left apartment in floor 2, entrance 11 | Room |  |  | Aalborg Residential Bathroom |  |  | 6
Space | Aalborg-Residential:Stair-11:Floor-2:Apartment-Left:Room_Bedroom | Bedroom of Left apartment in floor 2, entrance 11 | Room |  |  | Aalborg Residential Bedroom |  |  | 9
Space | Aalborg-Residential:Stair-11:Floor-2:Apartment-Left:Room_Bedroom-Master | Bedroom-Master of Left apartment in floor 2, entrance 11 | Room |  |  | Aalborg Residential Bedroom-Master |  |  | 16
Space | Aalborg-Residential:Stair-11:Floor-2:Apartment-Left:Room_Kitchen | Kitchen of Left apartment in floor 2, entrance 11 | Room |  |  | Aalborg Residential Kitchen |  |  | 20
Space | Aalborg-Residential:Stair-11:Floor-2:Apartment-Left:Room_Livingroom | Livingroom of Left apartment in floor 2, entrance 11 | Room |  |  | Aalborg Residential Livingroom |  |  | 21
Space | Aalborg-Residential:Stair-11:Floor-2:Apartment-Right:Room_Bathroom | Bathroom of Right apartment in floor 2, entrance 11 | Room |  |  | Aalborg Residential Bathroom |  |  | 6
Space | Aalborg-Residential:Stair-11:Floor-2:Apartment-Right:Room_Kitchen-Livingroom | Kitchen-Livingroom of Right apartment in floor 2, entrance 11 | Room |  |  | Aalborg Residential Kitchen-Livingroom |  |  | 33
Space | Aspern-Office:Floor-Dachgeschoss | Top floor. | Floor | 01KUpty89FnxQIvo5q9z7w | Aspern-Office | Dachgeschoss |  | ['Aspern-Office:Floor-Dachgeschoss:PV', 'Aspern-Office:Floor-Dachgeschoss:PV:Sensor_Energy-Production']
Space | California-Berkeley-Office:Floor-1 |  | Floor | 1xEKKRQOH1kvUJ5rU2C8Lu | California-Berkeley-Office | First floor
Space | California-Berkeley-Office:Floor-2 |  | Floor | 04fmhlQxzABRUS9hIriqVI | California-Berkeley-Office | Second floor | ['California-Berkeley-Office:Floor-2:Room-BL-016', 'California-Berkeley-Office:Floor-2:Room-BL-017', 'California-Berkeley-Office:Floor-2:Room-BL-018', 'California-Berkeley-Office:Floor-2:Room-BL-019', 'California-Berkeley-Office:Floor-2:Room-BL-021', 'California-Berkeley-Office:Floor-2:Room-BL-022', 'California-Berkeley-Office:Floor-2:Room-BL-023', 'California-Berkeley-Office:Floor-2:Room-BL-024', 'California-Berkeley-Office:Floor-2:Room-BL-025', 'California-Berkeley-Office:Floor-2:Room-BL-026', 'California-Berkeley-Office:Floor-2:Room-BL-027', 'California-Berkeley-Office:Floor-2:Room-BL-028', 'California-Berkeley-Office:Floor-2:Room-BL-030', 'California-Berkeley-Office:Floor-2:Room-BL-032', 'California-Berkeley-Office:Floor-2:Room-BL-033', 'California-Berkeley-Office:Floor-2:Room-BL-035', 'California-Berkeley-Office:Floor-2:Room-BL-036', 'California-Berkeley-Office:Floor-2:Room-BL-037', 'California-Berkeley-Office:Floor-2:Room-BL-038', 'California-Berkeley-Office:Floor-2:Room-BL-039', 'California-Berkeley-Office:Floor-2:Room-BL-040', 'California-Berkeley-Office:Floor-2:Room-BL-041', 'California-Berkeley-Office:Floor-2:Room-BL-042', 'California-Berkeley-Office:Floor-2:Room-BL-043', 'California-Berkeley-Office:Floor-2:Room-BL-044', 'California-Berkeley-Office:Floor-2:Room-BL-045', 'California-Berkeley-Office:Floor-2:Room-OS_2_N_1', 'California-Berkeley-Office:Floor-2:Room-OS_2_S_1'] | ['California-Berkeley-Office:Floor-2:Sensor-Occupancy', 'California-Berkeley-Office:Floor-2:Sensor-WifiOccupancy']
Space | California-Berkeley-Office:Floor-2:Room-BL-016 | Space | Room | 0cH1l55fzCKP8YZrBBWS7e | ['California-Berkeley-Office:Floor-2', 'California-Berkeley-Office:North-Wing'] | BL-016 |  | ['California-Berkeley-Office:Floor-2:Room-BL-016:Actuator-Setpoint-Cooling', 'California-Berkeley-Office:Floor-2:Room-BL-016:Actuator-Setpoint-Heating', 'California-Berkeley-Office:Floor-2:Room-BL-016:Sensor-External-Temperature']
Space | California-Berkeley-Office:Floor-2:Room-BL-017 | Space | Room | 04Tnd2ZjjAEhXRelTNXPCa | ['California-Berkeley-Office:Floor-2', 'California-Berkeley-Office:North-Wing'] | BL-017 |  | ['California-Berkeley-Office:Floor-2:Room-BL-017:Actuator-Setpoint-Cooling', 'California-Berkeley-Office:Floor-2:Room-BL-017:Actuator-Setpoint-Heating', 'California-Berkeley-Office:Floor-2:Room-BL-017:Sensor-External-Temperature']
Space | California-Berkeley-Office:Floor-2:Room-BL-018 | Space | Room | 34AVdX_MbBm9jLD$yqQNBS | ['California-Berkeley-Office:Floor-2', 'California-Berkeley-Office:North-Wing'] | BL-018 |  | ['California-Berkeley-Office:Floor-2:Room-BL-018:Actuator-Setpoint-Cooling', 'California-Berkeley-Office:Floor-2:Room-BL-018:Actuator-Setpoint-Heating', 'California-Berkeley-Office:Floor-2:Room-BL-018:Sensor-External-Temperature']
Space | California-Berkeley-Office:Floor-2:Room-BL-019 | Space | Room | 2jw$rZtyjAIwnT1lpJEddO | ['California-Berkeley-Office:Floor-2', 'California-Berkeley-Office:South-Wing'] | BL-019 |  | ['California-Berkeley-Office:Floor-2:Room-BL-019:Actuator-Setpoint-Cooling', 'California-Berkeley-Office:Floor-2:Room-BL-019:Actuator-Setpoint-Heating', 'California-Berkeley-Office:Floor-2:Room-BL-019:Sensor-External-Temperature']
Space | California-Berkeley-Office:Floor-2:Room-BL-021 | Space | Room | 0H8rxUGurBURDkXzfbl_gQ | ['California-Berkeley-Office:Floor-2', 'California-Berkeley-Office:North-Wing'] | BL-021 |  | ['California-Berkeley-Office:Floor-2:Room-BL-021:Actuator-Setpoint-Cooling', 'California-Berkeley-Office:Floor-2:Room-BL-021:Actuator-Setpoint-Heating', 'California-Berkeley-Office:Floor-2:Room-BL-021:Sensor-External-Temperature']
Space | California-Berkeley-Office:Floor-2:Room-BL-022 | Space | Room | 2ly_m8839F59OE3SYOlg$w | ['California-Berkeley-Office:Floor-2', 'California-Berkeley-Office:North-Wing'] | BL-022 |  | ['California-Berkeley-Office:Floor-2:Room-BL-022:Sensor-CO2', 'California-Berkeley-Office:Floor-2:Room-BL-022:Sensor-External-Temperature']
Space | California-Berkeley-Office:Floor-2:Room-BL-023 | Space | Room | 0cHh1r_L9CxAZk463TO_Ip | ['California-Berkeley-Office:Floor-2', 'California-Berkeley-Office:North-Wing'] | BL-023 |  | ['California-Berkeley-Office:Floor-2:Room-BL-023:Actuator-Setpoint-Cooling', 'California-Berkeley-Office:Floor-2:Room-BL-023:Actuator-Setpoint-Heating', 'California-Berkeley-Office:Floor-2:Room-BL-023:Sensor-External-Temperature']
Space | California-Berkeley-Office:Floor-2:Room-BL-024 | Space | Room | 13mnUJ9Pb9fAYZGkrRn1ks | ['California-Berkeley-Office:Floor-2', 'California-Berkeley-Office:North-Wing'] | BL-024 |  | ['California-Berkeley-Office:Floor-2:Room-BL-024:Actuator-Setpoint-Cooling', 'California-Berkeley-Office:Floor-2:Room-BL-024:Actuator-Setpoint-Heating', 'California-Berkeley-Office:Floor-2:Room-BL-024:Sensor-External-Temperature', 'California-Berkeley-Office:Floor-2:Room-BL-024:Sensor-Internal-Temperature-01', 'California-Berkeley-Office:Floor-2:Room-BL-024:Sensor-Internal-Temperature-02']
Space | California-Berkeley-Office:Floor-2:Room-BL-025 | Space | Room | 3KNrs3mm12BQCeAe3qN5_D | ['California-Berkeley-Office:Floor-2', 'California-Berkeley-Office:North-Wing'] | BL-025 |  | ['California-Berkeley-Office:Floor-2:Room-BL-025:Actuator-Setpoint-Cooling', 'California-Berkeley-Office:Floor-2:Room-BL-025:Actuator-Setpoint-Heating', 'California-Berkeley-Office:Floor-2:Room-BL-025:Sensor-External-Temperature']
Space | California-Berkeley-Office:Floor-2:Room-BL-026 | Space | Room | 3aGPjosJz8xPsR26GMZjdJ | ['California-Berkeley-Office:Floor-2', 'California-Berkeley-Office:North-Wing'] | BL-026 |  | ['California-Berkeley-Office:Floor-2:Room-BL-026:Actuator-Setpoint-Cooling', 'California-Berkeley-Office:Floor-2:Room-BL-026:Actuator-Setpoint-Heating', 'California-Berkeley-Office:Floor-2:Room-BL-026:Sensor-External-Temperature']
Space | California-Berkeley-Office:Floor-2:Room-BL-027 | Space | Room | 3wfpr4qt98XQGh7Sc_hEbF | ['California-Berkeley-Office:Floor-2', 'California-Berkeley-Office:South-Wing'] | BL-027 |  | ['California-Berkeley-Office:Floor-2:Room-BL-027:Actuator-Setpoint-Cooling', 'California-Berkeley-Office:Floor-2:Room-BL-027:Actuator-Setpoint-Heating', 'California-Berkeley-Office:Floor-2:Room-BL-027:Sensor-External-Temperature']
Space | California-Berkeley-Office:Floor-2:Room-BL-028 | Space | Room | 1tl9A8onT9zPpAViQEHf9S | ['California-Berkeley-Office:Floor-2', 'California-Berkeley-Office:South-Wing'] | BL-028 |  | ['California-Berkeley-Office:Floor-2:Room-BL-028:Sensor-CO2', 'California-Berkeley-Office:Floor-2:Room-BL-028:Sensor-External-Temperature']
Space | California-Berkeley-Office:Floor-2:Room-BL-030 | Space | Room | 2KZ1SjcH5DwBuuSBk6h3Bo | ['California-Berkeley-Office:Floor-2', 'California-Berkeley-Office:South-Wing'] | BL-030 |  | ['California-Berkeley-Office:Floor-2:Room-BL-030:Actuator-Setpoint-Cooling', 'California-Berkeley-Office:Floor-2:Room-BL-030:Actuator-Setpoint-Heating', 'California-Berkeley-Office:Floor-2:Room-BL-030:Sensor-External-Temperature']
Space | California-Berkeley-Office:Floor-2:Room-BL-032 | Space | Room | 2olb0Ynzr49vRRyYVCTT5T | ['California-Berkeley-Office:Floor-2', 'California-Berkeley-Office:South-Wing'] | BL-032 |  | ['California-Berkeley-Office:Floor-2:Room-BL-032:Actuator-Setpoint-Cooling', 'California-Berkeley-Office:Floor-2:Room-BL-032:Actuator-Setpoint-Heating', 'California-Berkeley-Office:Floor-2:Room-BL-032:Sensor-External-Temperature']
Space | California-Berkeley-Office:Floor-2:Room-BL-033 | Space | Room | 31Swwo6Dj0pgsjUyuS6D1_ | ['California-Berkeley-Office:Floor-2', 'California-Berkeley-Office:South-Wing'] | BL-033 |  | ['California-Berkeley-Office:Floor-2:Room-BL-033:Sensor-CO2', 'California-Berkeley-Office:Floor-2:Room-BL-033:Sensor-External-Temperature']
Space | California-Berkeley-Office:Floor-2:Room-BL-035 | Space | Room | 1fwS2gFkz8HBEPlnKHetpF | ['California-Berkeley-Office:Floor-2', 'California-Berkeley-Office:South-Wing'] | BL-035 |  | ['California-Berkeley-Office:Floor-2:Room-BL-035:Actuator-Setpoint-Cooling', 'California-Berkeley-Office:Floor-2:Room-BL-035:Actuator-Setpoint-Heating', 'California-Berkeley-Office:Floor-2:Room-BL-035:Sensor-External-Temperature']
Space | California-Berkeley-Office:Floor-2:Room-BL-036 | Space | Room | 1COpX0LI52KvUO2ffscWOg | ['California-Berkeley-Office:Floor-2', 'California-Berkeley-Office:South-Wing'] | BL-036 |  | ['California-Berkeley-Office:Floor-2:Room-BL-036:Actuator-Setpoint-Cooling', 'California-Berkeley-Office:Floor-2:Room-BL-036:Actuator-Setpoint-Heating', 'California-Berkeley-Office:Floor-2:Room-BL-036:Sensor-External-Temperature']
Space | California-Berkeley-Office:Floor-2:Room-BL-037 | Space | Room | 2oOI2fbYT4AOToivly5jGP | ['California-Berkeley-Office:Floor-2', 'California-Berkeley-Office:South-Wing'] | BL-037 |  | ['California-Berkeley-Office:Floor-2:Room-BL-037:Actuator-Setpoint-Cooling', 'California-Berkeley-Office:Floor-2:Room-BL-037:Actuator-Setpoint-Heating', 'California-Berkeley-Office:Floor-2:Room-BL-037:Sensor-External-Temperature']
Space | California-Berkeley-Office:Floor-2:Room-BL-038 | Space | Room | 0_PU4KE8D2W9B$KP_ENtE0 | ['California-Berkeley-Office:Floor-2', 'California-Berkeley-Office:South-Wing'] | BL-038 |  | ['California-Berkeley-Office:Floor-2:Room-BL-038:Actuator-Setpoint-Cooling', 'California-Berkeley-Office:Floor-2:Room-BL-038:Actuator-Setpoint-Heating', 'California-Berkeley-Office:Floor-2:Room-BL-038:Sensor-External-Temperature']
Space | California-Berkeley-Office:Floor-2:Room-BL-039 | Space | Room | 0rjeqO0UfB$BCX6CcCGMSy | ['California-Berkeley-Office:Floor-2', 'California-Berkeley-Office:South-Wing'] | BL-039 |  | ['California-Berkeley-Office:Floor-2:Room-BL-039:Actuator-Setpoint-Cooling', 'California-Berkeley-Office:Floor-2:Room-BL-039:Actuator-Setpoint-Heating', 'California-Berkeley-Office:Floor-2:Room-BL-039:Sensor-External-Temperature']
Space | California-Berkeley-Office:Floor-2:Room-BL-040 | Space | Room | 15nfv_vl9C0OOleTzsC2Cf | ['California-Berkeley-Office:Floor-2', 'California-Berkeley-Office:South-Wing'] | BL-040 |  | ['California-Berkeley-Office:Floor-2:Room-BL-040:Sensor-CO2', 'California-Berkeley-Office:Floor-2:Room-BL-040:Sensor-External-Temperature']
Space | California-Berkeley-Office:Floor-2:Room-BL-041 | Space | Room | 3OBcFcqeT6wBw7Mcs_A92j | ['California-Berkeley-Office:Floor-2', 'California-Berkeley-Office:South-Wing'] | BL-041 |  | ['California-Berkeley-Office:Floor-2:Room-BL-041:Actuator-Setpoint-Cooling', 'California-Berkeley-Office:Floor-2:Room-BL-041:Actuator-Setpoint-Heating', 'California-Berkeley-Office:Floor-2:Room-BL-041:Sensor-External-Temperature']
Space | California-Berkeley-Office:Floor-2:Room-BL-042 | Space | Room | 1URejZQgzCw9yjM4iXo40w | ['California-Berkeley-Office:Floor-2', 'California-Berkeley-Office:South-Wing'] | BL-042 |  | ['California-Berkeley-Office:Floor-2:Room-BL-042:Actuator-Setpoint-Cooling', 'California-Berkeley-Office:Floor-2:Room-BL-042:Actuator-Setpoint-Heating', 'California-Berkeley-Office:Floor-2:Room-BL-042:Sensor-External-Temperature']
Space | California-Berkeley-Office:Floor-2:Room-BL-043 | Space | Room | 3vM85mN3920uxpwYWc4u_v | ['California-Berkeley-Office:Floor-2', 'California-Berkeley-Office:South-Wing'] | BL-043 |  | ['California-Berkeley-Office:Floor-2:Room-BL-043:Actuator-Setpoint-Cooling', 'California-Berkeley-Office:Floor-2:Room-BL-043:Actuator-Setpoint-Heating', 'California-Berkeley-Office:Floor-2:Room-BL-043:Sensor-External-Temperature']
Space | California-Berkeley-Office:Floor-2:Room-BL-044 | Space | Room | 3Fge_szrL06wxSqnUByyuB | ['California-Berkeley-Office:Floor-2', 'California-Berkeley-Office:South-Wing'] | BL-044 |  | ['California-Berkeley-Office:Floor-2:Room-BL-044:Sensor-CO2', 'California-Berkeley-Office:Floor-2:Room-BL-044:Sensor-External-Temperature']
Space | California-Berkeley-Office:Floor-2:Room-BL-045 | Space | Room | 0$8YXsvwDCng0yBzD5b9pV | ['California-Berkeley-Office:Floor-2', 'California-Berkeley-Office:North-Wing'] | BL-045 |  | ['California-Berkeley-Office:Floor-2:Room-BL-045:Sensor-CO2', 'California-Berkeley-Office:Floor-2:Room-BL-045:Sensor-External-Temperature']
Space | California-Berkeley-Office:Floor-2:Room-OS_2_N_1 | Space | Room | 04GQjJEj5388WWU1RVpV2s | California-Berkeley-Office:Floor-2 | OS_2_N_1 |  | ['California-Berkeley-Office:Floor-2:Room-OS_2_N_1:Sensor-Internal-Temperature-01', 'California-Berkeley-Office:Floor-2:Room-OS_2_N_1:Sensor-Internal-Temperature-02']
Space | California-Berkeley-Office:Floor-2:Room-OS_2_S_1 | Space | Room | 3dvQ24Di18FxxUANdPAJy6 | California-Berkeley-Office:Floor-2 | OS_2_S_1 |  | ['California-Berkeley-Office:Floor-2:Room-OS_2_S_1:Sensor-Internal-Temperature-01', 'California-Berkeley-Office:Floor-2:Room-OS_2_S_1:Sensor-Internal-Temperature-02', 'California-Berkeley-Office:Floor-2:Room-OS_2_S_1:Sensor-Internal-Temperature-03', 'California-Berkeley-Office:Floor-2:Room-OS_2_S_1:Sensor-Internal-Temperature-04']
Space | California-Berkeley-Office:Floor-3 |  | Floor | 3f0YNgCSLDNhTnX8wPU5HG | California-Berkeley-Office | Third Floor | ['California-Berkeley-Office:Floor-3:Room-BL-046', 'California-Berkeley-Office:Floor-3:Room-BL-047', 'California-Berkeley-Office:Floor-3:Room-BL-048', 'California-Berkeley-Office:Floor-3:Room-BL-049', 'California-Berkeley-Office:Floor-3:Room-BL-051', 'California-Berkeley-Office:Floor-3:Room-BL-052', 'California-Berkeley-Office:Floor-3:Room-BL-053', 'California-Berkeley-Office:Floor-3:Room-BL-054', 'California-Berkeley-Office:Floor-3:Room-BL-055', 'California-Berkeley-Office:Floor-3:Room-BL-056', 'California-Berkeley-Office:Floor-3:Room-BL-057', 'California-Berkeley-Office:Floor-3:Room-BL-058', 'California-Berkeley-Office:Floor-3:Room-BL-059', 'California-Berkeley-Office:Floor-3:Room-BL-061', 'California-Berkeley-Office:Floor-3:Room-BL-062', 'California-Berkeley-Office:Floor-3:Room-BL-063', 'California-Berkeley-Office:Floor-3:Room-BL-064', 'California-Berkeley-Office:Floor-3:Room-BL-065', 'California-Berkeley-Office:Floor-3:Room-BL-066', 'California-Berkeley-Office:Floor-3:Room-BL-067', 'California-Berkeley-Office:Floor-3:Room-BL-068', 'California-Berkeley-Office:Floor-3:Room-BL-069', 'California-Berkeley-Office:Floor-3:Room-BL-070', 'California-Berkeley-Office:Floor-3:Room-BL-071', 'California-Berkeley-Office:Floor-3:Room-BL-072', 'California-Berkeley-Office:Floor-3:Room-OS_3_N_2', 'California-Berkeley-Office:Floor-3:Room-OS_3_S_1', 'California-Berkeley-Office:Floor-3:Room-OS_3_S_2'] | ['California-Berkeley-Office:Floor-3:Sensor-Occupancy', 'California-Berkeley-Office:Floor-3:Sensor-WifiOccupancy']
Space | California-Berkeley-Office:Floor-3:Room-BL-046 | Space | Room | 2YyFt3vn10GfRY8$FK78CH | ['California-Berkeley-Office:Floor-3', 'California-Berkeley-Office:North-Wing'] | BL-046 |  | ['California-Berkeley-Office:Floor-3:Room-BL-046:Actuator-Setpoint-Cooling', 'California-Berkeley-Office:Floor-3:Room-BL-046:Actuator-Setpoint-Heating', 'California-Berkeley-Office:Floor-3:Room-BL-046:Sensor-External-Temperature']
Space | California-Berkeley-Office:Floor-3:Room-BL-047 | Space | Room | 2IVDd_AyT4U8hFUWDNbkSj | ['California-Berkeley-Office:Floor-3', 'California-Berkeley-Office:North-Wing'] | BL-047 |  | ['California-Berkeley-Office:Floor-3:Room-BL-047:Actuator-Setpoint-Cooling', 'California-Berkeley-Office:Floor-3:Room-BL-047:Actuator-Setpoint-Heating', 'California-Berkeley-Office:Floor-3:Room-BL-047:Sensor-External-Temperature']
Space | California-Berkeley-Office:Floor-3:Room-BL-048 | Space | Room | 2Ue8_JOsHE5OGpPorsPBRL | ['California-Berkeley-Office:Floor-3', 'California-Berkeley-Office:North-Wing'] | BL-048 |  | ['California-Berkeley-Office:Floor-3:Room-BL-048:Actuator-Setpoint-Cooling', 'California-Berkeley-Office:Floor-3:Room-BL-048:Actuator-Setpoint-Heating', 'California-Berkeley-Office:Floor-3:Room-BL-048:Sensor-External-Temperature']
Space | California-Berkeley-Office:Floor-3:Room-BL-049 | Space | Room | 2sCiZazafF6AkkW7k3Q3sQ | ['California-Berkeley-Office:Floor-3', 'California-Berkeley-Office:South-Wing'] | BL-049 |  | ['California-Berkeley-Office:Floor-3:Room-BL-049:Actuator-Setpoint-Cooling', 'California-Berkeley-Office:Floor-3:Room-BL-049:Actuator-Setpoint-Heating', 'California-Berkeley-Office:Floor-3:Room-BL-049:Sensor-External-Temperature']
Space | California-Berkeley-Office:Floor-3:Room-BL-051 | Space | Room | 0u6yyz$AnAhgpyc_We$9Ab | ['California-Berkeley-Office:Floor-3', 'California-Berkeley-Office:North-Wing'] | BL-051 |  | ['California-Berkeley-Office:Floor-3:Room-BL-051:Actuator-Setpoint-Cooling', 'California-Berkeley-Office:Floor-3:Room-BL-051:Actuator-Setpoint-Heating', 'California-Berkeley-Office:Floor-3:Room-BL-051:Sensor-External-Temperature']
Space | California-Berkeley-Office:Floor-3:Room-BL-052 | Space | Room | 3ZqvPLeYvB7O6GcSqgjY2n | ['California-Berkeley-Office:Floor-3', 'California-Berkeley-Office:North-Wing'] | BL-052 |  | ['California-Berkeley-Office:Floor-3:Room-BL-052:Sensor-CO2', 'California-Berkeley-Office:Floor-3:Room-BL-052:Sensor-External-Temperature']
Space | California-Berkeley-Office:Floor-3:Room-BL-053 | Space | Room | 3m_yBHMjD2AuhYdYf3v159 | ['California-Berkeley-Office:Floor-3', 'California-Berkeley-Office:North-Wing'] | BL-053 |  | ['California-Berkeley-Office:Floor-3:Room-BL-053:Actuator-Setpoint-Cooling', 'California-Berkeley-Office:Floor-3:Room-BL-053:Actuator-Setpoint-Heating', 'California-Berkeley-Office:Floor-3:Room-BL-053:Sensor-External-Temperature']
Space | California-Berkeley-Office:Floor-3:Room-BL-054 | Space | Room | 0CP4UuEk9FVezkBk$pyLwH | ['California-Berkeley-Office:Floor-3', 'California-Berkeley-Office:North-Wing'] | BL-054 |  | ['California-Berkeley-Office:Floor-3:Room-BL-054:Actuator-Setpoint-Cooling', 'California-Berkeley-Office:Floor-3:Room-BL-054:Actuator-Setpoint-Heating', 'California-Berkeley-Office:Floor-3:Room-BL-054:Sensor-External-Temperature']
Space | California-Berkeley-Office:Floor-3:Room-BL-055 | Space | Room | 3DXOYUb695VexLaYPhUoSe | ['California-Berkeley-Office:Floor-3', 'California-Berkeley-Office:North-Wing'] | BL-055 |  | ['California-Berkeley-Office:Floor-3:Room-BL-055:Actuator-Setpoint-Cooling', 'California-Berkeley-Office:Floor-3:Room-BL-055:Actuator-Setpoint-Heating', 'California-Berkeley-Office:Floor-3:Room-BL-055:Sensor-External-Temperature']
Space | California-Berkeley-Office:Floor-3:Room-BL-056 | Space | Room | 1_30K1aTXF2h_2rzmAjTJu | ['California-Berkeley-Office:Floor-3', 'California-Berkeley-Office:North-Wing'] | BL-056 |  | ['California-Berkeley-Office:Floor-3:Room-BL-056:Actuator-Setpoint-Cooling', 'California-Berkeley-Office:Floor-3:Room-BL-056:Actuator-Setpoint-Heating', 'California-Berkeley-Office:Floor-3:Room-BL-056:Sensor-External-Temperature']
Space | California-Berkeley-Office:Floor-3:Room-BL-057 | Space | Room | 1YJH2_q6rCI9y8N$G7LeFf | ['California-Berkeley-Office:Floor-3', 'California-Berkeley-Office:South-Wing'] | BL-057 |  | ['California-Berkeley-Office:Floor-3:Room-BL-057:Actuator-Setpoint-Cooling', 'California-Berkeley-Office:Floor-3:Room-BL-057:Actuator-Setpoint-Heating', 'California-Berkeley-Office:Floor-3:Room-BL-057:Sensor-External-Temperature']
Space | California-Berkeley-Office:Floor-3:Room-BL-058 | Space | Room | 37p2SdTsbAYBecW4baxbNC | ['California-Berkeley-Office:Floor-3', 'California-Berkeley-Office:South-Wing'] | BL-058 |  | ['California-Berkeley-Office:Floor-3:Room-BL-058:Sensor-CO2', 'California-Berkeley-Office:Floor-3:Room-BL-058:Sensor-External-Temperature']
Space | California-Berkeley-Office:Floor-3:Room-BL-059 | Space | Room | 03B0FQ8R55vBD0YLdkhekF | ['California-Berkeley-Office:Floor-3', 'California-Berkeley-Office:South-Wing'] | BL-059 |  | ['California-Berkeley-Office:Floor-3:Room-BL-059:Actuator-Setpoint-Cooling', 'California-Berkeley-Office:Floor-3:Room-BL-059:Actuator-Setpoint-Heating', 'California-Berkeley-Office:Floor-3:Room-BL-059:Sensor-External-Temperature']
Space | California-Berkeley-Office:Floor-3:Room-BL-061 | Space | Room | 1HpGOBy8v9zvvsPv97LXYL | ['California-Berkeley-Office:Floor-3', 'California-Berkeley-Office:North-Wing'] | BL-061 |  | ['California-Berkeley-Office:Floor-3:Room-BL-061:Actuator-Setpoint-Cooling', 'California-Berkeley-Office:Floor-3:Room-BL-061:Actuator-Setpoint-Heating', 'California-Berkeley-Office:Floor-3:Room-BL-061:Sensor-External-Temperature', 'California-Berkeley-Office:Floor-3:Room-BL-061:Sensor-Internal-Temperature']
Space | California-Berkeley-Office:Floor-3:Room-BL-062 | Space | Room | 2i1CgOvJTCuPKKgaMrNJ6m | ['California-Berkeley-Office:Floor-3', 'California-Berkeley-Office:South-Wing'] | BL-062 |  | ['California-Berkeley-Office:Floor-3:Room-BL-062:Actuator-Setpoint-Cooling', 'California-Berkeley-Office:Floor-3:Room-BL-062:Actuator-Setpoint-Heating', 'California-Berkeley-Office:Floor-3:Room-BL-062:Sensor-CO2', 'California-Berkeley-Office:Floor-3:Room-BL-062:Sensor-External-Temperature']
Space | California-Berkeley-Office:Floor-3:Room-BL-063 | Space | Room | 0Jkc7MAATD_eeI8rgFZqGq | ['California-Berkeley-Office:Floor-3', 'California-Berkeley-Office:South-Wing'] | BL-063 |  | ['California-Berkeley-Office:Floor-3:Room-BL-063:Actuator-Setpoint-Cooling', 'California-Berkeley-Office:Floor-3:Room-BL-063:Actuator-Setpoint-Heating', 'California-Berkeley-Office:Floor-3:Room-BL-063:Sensor-External-Temperature']
Space | California-Berkeley-Office:Floor-3:Room-BL-064 | Space | Room | 1QVE_4_hz9tAfg7lPTkg6R | ['California-Berkeley-Office:Floor-3', 'California-Berkeley-Office:South-Wing'] | BL-064 |  | ['California-Berkeley-Office:Floor-3:Room-BL-064:Actuator-Setpoint-Cooling', 'California-Berkeley-Office:Floor-3:Room-BL-064:Actuator-Setpoint-Heating', 'California-Berkeley-Office:Floor-3:Room-BL-064:Sensor-External-Temperature']
Space | California-Berkeley-Office:Floor-3:Room-BL-065 | Space | Room | 2sNa2834H2zRwaqf2jSli6 | ['California-Berkeley-Office:Floor-3', 'California-Berkeley-Office:South-Wing'] | BL-065 |  | ['California-Berkeley-Office:Floor-3:Room-BL-065:Actuator-Setpoint-Cooling', 'California-Berkeley-Office:Floor-3:Room-BL-065:Actuator-Setpoint-Heating', 'California-Berkeley-Office:Floor-3:Room-BL-065:Sensor-External-Temperature']
Space | California-Berkeley-Office:Floor-3:Room-BL-066 | Space | Room | 1CwXvyViDDNhfCUHbpL3YB | ['California-Berkeley-Office:Floor-3', 'California-Berkeley-Office:South-Wing'] | BL-066 |  | ['California-Berkeley-Office:Floor-3:Room-BL-066:Actuator-Setpoint-Cooling', 'California-Berkeley-Office:Floor-3:Room-BL-066:Actuator-Setpoint-Heating', 'California-Berkeley-Office:Floor-3:Room-BL-066:Sensor-External-Temperature']
Space | California-Berkeley-Office:Floor-3:Room-BL-067 | Space | Room | 0Yw$lm6yb5iwttNBCW8Iz8 | ['California-Berkeley-Office:Floor-3', 'California-Berkeley-Office:South-Wing'] | BL-067 |  | ['California-Berkeley-Office:Floor-3:Room-BL-067:Actuator-Setpoint-Cooling', 'California-Berkeley-Office:Floor-3:Room-BL-067:Actuator-Setpoint-Heating', 'California-Berkeley-Office:Floor-3:Room-BL-067:Sensor-External-Temperature']
Space | California-Berkeley-Office:Floor-3:Room-BL-068 | Space | Room | 0VzQi1qqjAFwz3VHc3kfdU | ['California-Berkeley-Office:Floor-3', 'California-Berkeley-Office:South-Wing'] | BL-068 |  | ['California-Berkeley-Office:Floor-3:Room-BL-068:Sensor-CO2', 'California-Berkeley-Office:Floor-3:Room-BL-068:Sensor-External-Temperature']
Space | California-Berkeley-Office:Floor-3:Room-BL-069 | Space | Room | 09sv5KsozBQ9PPmtlJRsOZ | ['California-Berkeley-Office:Floor-3', 'California-Berkeley-Office:South-Wing'] | BL-069 |  | ['California-Berkeley-Office:Floor-3:Room-BL-069:Actuator-Setpoint-Cooling', 'California-Berkeley-Office:Floor-3:Room-BL-069:Actuator-Setpoint-Heating', 'California-Berkeley-Office:Floor-3:Room-BL-069:Sensor-External-Temperature']
Space | California-Berkeley-Office:Floor-3:Room-BL-070 | Space | Room | 2KxhhYMdnCEBsP3$Uh7Pxv | ['California-Berkeley-Office:Floor-3', 'California-Berkeley-Office:South-Wing'] | BL-070 |  | ['California-Berkeley-Office:Floor-3:Room-BL-070:Actuator-Setpoint-Cooling', 'California-Berkeley-Office:Floor-3:Room-BL-070:Actuator-Setpoint-Heating', 'California-Berkeley-Office:Floor-3:Room-BL-070:Sensor-External-Temperature']
Space | California-Berkeley-Office:Floor-3:Room-BL-071 | Space | Room | 1bns0PCMP8FeWJemWzhn$z | ['California-Berkeley-Office:Floor-3', 'California-Berkeley-Office:South-Wing'] | BL-071 |  | ['California-Berkeley-Office:Floor-3:Room-BL-071:Actuator-Setpoint-Cooling', 'California-Berkeley-Office:Floor-3:Room-BL-071:Actuator-Setpoint-Heating', 'California-Berkeley-Office:Floor-3:Room-BL-071:Sensor-External-Temperature']
Space | California-Berkeley-Office:Floor-3:Room-BL-072 | Space | Room | 10RkAvU2LDs9X7hTHQ9$B5 | ['California-Berkeley-Office:Floor-3', 'California-Berkeley-Office:South-Wing'] | BL-072 |  | ['California-Berkeley-Office:Floor-3:Room-BL-072:Sensor-CO2', 'California-Berkeley-Office:Floor-3:Room-BL-072:Sensor-External-Temperature']
Space | California-Berkeley-Office:Floor-3:Room-OS_3_N_2 | Space | Room | 2wz4V9wXXE9wzq5YraJ_DT | California-Berkeley-Office:Floor-3 | OS_3_N_2 |  | ['California-Berkeley-Office:Floor-3:Room-OS_3_N_2:Sensor-Internal-Temperature-01', 'California-Berkeley-Office:Floor-3:Room-OS_3_N_2:Sensor-Internal-Temperature-02', 'California-Berkeley-Office:Floor-3:Room-OS_3_N_2:Sensor-Internal-Temperature-03']
Space | California-Berkeley-Office:Floor-3:Room-OS_3_S_1 | Space | Room | 3_NSCmfzL3EvmJTR1KI8rf | California-Berkeley-Office:Floor-3 | OS_3_S_1 |  | ['California-Berkeley-Office:Floor-3:Room-OS_3_S_1:Sensor-Internal-Temperature-01', 'California-Berkeley-Office:Floor-3:Room-OS_3_S_1:Sensor-Internal-Temperature-02', 'California-Berkeley-Office:Floor-3:Room-OS_3_S_1:Sensor-Internal-Temperature-03']
Space | California-Berkeley-Office:Floor-3:Room-OS_3_S_2 | Space | Room | 0PzsnXy8TBpQO3OuD4NWAY | California-Berkeley-Office:Floor-3 | OS_3_S_2 |  | California-Berkeley-Office:Floor-3:Room-OS_3_S_2:Sensor-Internal-Temperature
Space | Lisbon-FCUL-Library:Floor-1 | First Floor | Floor | 1kUaHpCwPCgfwyGN85kbHc |  | First Floor |  | ['Lisbon-FCUL-Library:HVAC', 'Lisbon-FCUL-Library:HVAC:RTU-North', 'Lisbon-FCUL-Library:HVAC:RTU-North:Actuator_Auxiliary-hot-water-coil-offset', 'Lisbon-FCUL-Library:HVAC:RTU-North:Actuator_Band-water-temperature-setpoint-hot-water-coil', 'Lisbon-FCUL-Library:HVAC:RTU-North:Actuator_Block-compressor-setpoint-COOLING-mode-2', 'Lisbon-FCUL-Library:HVAC:RTU-North:Actuator_Control-band-turning-OFF-outdoor-air-damper-HEATING-mode', 'Lisbon-FCUL-Library:HVAC:RTU-North:Actuator_Outdoor-temperature-compensation-setpoint-COOLING-mode']
Space | Lisbon-FCUL-Library:Floor-1:Room-N1 | Space_1 | Room | 1Tv5rv6f10fxbn7HCdxU2v |  | N1 |  | ['Lisbon-FCUL-Library:Floor-1:Room-N1:Actuator_Setpoint-Lighting_1', 'Lisbon-FCUL-Library:Floor-1:Room-N1:Actuator_Setpoint-Lighting_2', 'Lisbon-FCUL-Library:Floor-1:Room-N1:Sensor_CO2', 'Lisbon-FCUL-Library:Floor-1:Room-N1:Sensor_Humidity', 'Lisbon-FCUL-Library:Floor-1:Room-N1:Sensor_Lighting_1', 'Lisbon-FCUL-Library:Floor-1:Room-N1:Sensor_Lighting_2', 'Lisbon-FCUL-Library:Floor-1:Room-N1:Sensor_Occupancy-Activity_1', 'Lisbon-FCUL-Library:Floor-1:Room-N1:Sensor_Occupancy-Activity_2', 'Lisbon-FCUL-Library:Floor-1:Room-N1:Sensor_Setpoint-Lighting_1', 'Lisbon-FCUL-Library:Floor-1:Room-N1:Sensor_Setpoint-Lighting_2', 'Lisbon-FCUL-Library:Floor-1:Room-N1:Sensor_Temperature', 'Lisbon-FCUL-Library:HVAC:RTU-North:Actuator_COOLING-mode-indoor-setpoint', 'Lisbon-FCUL-Library:HVAC:RTU-North:Actuator_Supply-air-temperature-control-auxiliary-hot-water-coil']
Space | Lisbon-FCUL-Library:Floor-1:Room-S1 | Space_1 | Room | 23wx2fl5vDOf_rFhibQpti |  | S1 |  | ['Lisbon-FCUL-Library:Floor-1:Room-S1:Actuator_Close-Windows-Room-South-Group4', 'Lisbon-FCUL-Library:Floor-1:Room-S1:Actuator_Open100-Windows-Room-South-Group4', 'Lisbon-FCUL-Library:Floor-1:Room-S1:Actuator_Open25-Windows-Room-South-Group4', 'Lisbon-FCUL-Library:Floor-1:Room-S1:Actuator_Open50-Windows-Room-South-Group4', 'Lisbon-FCUL-Library:Floor-1:Room-S1:Actuator_Open75-Windows-Room-South-Group4', 'Lisbon-FCUL-Library:Floor-1:Room-S1:Sensor_CO2', 'Lisbon-FCUL-Library:Floor-1:Room-S1:Sensor_Humidity', 'Lisbon-FCUL-Library:Floor-1:Room-S1:Sensor_Temperature', 'Lisbon-FCUL-Library:HVAC:RTU-North:Actuator_COOLING-mode-outdoor-setpoint', 'Lisbon-FCUL-Library:HVAC:RTU-North:Actuator_Differential-Free-cooling-ramp-HEATING-mode', 'Lisbon-FCUL-Library:HVAC:RTU-North:Actuator_Flow-rate-setpoint-heating-mode-plug-fan-indoor-fan', 'Lisbon-FCUL-Library:HVAC:RTU-North:Actuator_Percentage-outdoor-air-renewal', 'Lisbon-FCUL-Library:HVAC:RTU-North:Actuator_Supply-air-temperature-control-electrical-heaters']
Space | Lisbon-FCUL-Library:Floor-2 | Second Floor | Floor | s1BAnL5qBDG0Qxp9ipW |  | Second Floor |  | ['Lisbon-FCUL-Library:HVAC:Floor-1:Atrium_Center:Sensor_Air-Velocity-Duct-North', 'Lisbon-FCUL-Library:HVAC:Floor-1:Atrium_Center:Sensor_Air-Velocity-Duct-South', 'Lisbon-FCUL-Library:HVAC:RTU-North:Actuator_Block-compressor-setpoint-HEATING-mode-1', 'Lisbon-FCUL-Library:HVAC:RTU-North:Actuator_Dead-zone-humidity-control']
Space | Lisbon-FCUL-Library:Floor-2:Room-Office_3_24 | Space_1 | Room | 0hJFnbES97Kf0KcQsjnp1D |  | Office_3_24 |  | ['Lisbon-FCUL-Library:Floor-2:Room-Office_3_24:Sensor_CO2', 'Lisbon-FCUL-Library:Floor-2:Room-Office_3_24:Sensor_Humidity', 'Lisbon-FCUL-Library:Floor-2:Room-Office_3_24:Sensor_Temperature', 'Lisbon-FCUL-Library:HVAC:RTU-North:Actuator_Air-damper-position-start-up-HEATING-mode']
Space | Lisbon-FCUL-Library:Floor-2:Room-Office_3_3 | Space_1 | Room | 1hrlYt04f9L8sR4A1Qy_Fp |  | Office_3_3 |  | ['Lisbon-FCUL-Library:Floor-2:Room-Office_3_3:Sensor_CO2', 'Lisbon-FCUL-Library:Floor-2:Room-Office_3_3:Sensor_Humidity', 'Lisbon-FCUL-Library:Floor-2:Room-Office_3_3:Sensor_Temperature', 'Lisbon-FCUL-Library:HVAC:RTU-North:Actuator_Ambient-temperature-compensation-calculate-supply-air-setpoint-COOLING-mode', 'Lisbon-FCUL-Library:HVAC:RTU-North:Actuator_Auxiliary-hot-water-coil-differential', 'Lisbon-FCUL-Library:HVAC:RTU-North:Actuator_CO2-air-quality-control-differential', 'Lisbon-FCUL-Library:HVAC:RTU-North:Actuator_Hot-water-coil-support-COOLING-mode']
Space | Milan-MultiApartment-2:Stair-4 | Stair nº 4 in Building 2 | Stair |  | Milan-MultiApartment-2 | Milan Multi-Apartment stair nº 4 | ['Milan-MultiApartment-2:Stair-4:Floor-0', 'Milan-MultiApartment-2:Stair-4:Floor-1']
Space | Milan-MultiApartment-2:Stair-4:Floor-0 | Floor nº 0, Stair nº 4 | Floor |  | Milan-MultiApartment-2:Stair-4 | Floor nº 0, Stair nº 4
Space | Milan-MultiApartment-2:Stair-4:Floor-1 | Floor nº 1, Stair nº 4 | Floor |  | Milan-MultiApartment-2:Stair-4 | Floor nº 1, Stair nº 4
Space | Milan-MultiApartment-2:Stair-5 | Stair nº 5 in Building 2 | Stair |  | Milan-MultiApartment-2 | Milan Multi-Apartment stair nº 5 | ['Milan-MultiApartment-2:Stair-5:Floor-1', 'Milan-MultiApartment-2:Stair-5:Floor-2', 'Milan-MultiApartment-2:Stair-5:Floor-3']
Space | Milan-MultiApartment-2:Stair-5:Floor-1 | Floor nº 1, Stair nº 5 | Floor |  | Milan-MultiApartment-2:Stair-5 | Floor nº 1, Stair nº 5
Space | Milan-MultiApartment-2:Stair-5:Floor-1:Apartment-35:Room-Kitchenette | Kitchenette in Apartment 4, Floor nº 1, Stair nº 5 | Room |  |  | Kitchenette in Apartment 4, Floor nº 1, Stair nº 5
Space | Milan-MultiApartment-2:Stair-5:Floor-1:Apartment-35:Room-WC | WC in Apartment 4, Floor nº 1, Stair nº 5 | Room |  |  | WC in Apartment 4, Floor nº 1, Stair nº 5
Space | Milan-MultiApartment-2:Stair-5:Floor-1:Apartment-61:Room-Kitchenette | Kitchenette in Apartment 5, Floor nº 1, Stair nº 5 | Room |  |  | Kitchenette in Apartment 5, Floor nº 1, Stair nº 5
Space | Milan-MultiApartment-2:Stair-5:Floor-1:Apartment-61:Room-WC | WC in Apartment 5, Floor nº 1, Stair nº 5 | Room |  |  | WC in Apartment 5, Floor nº 1, Stair nº 5
Space | Milan-MultiApartment-2:Stair-5:Floor-2 | Floor nº 2, Stair nº 5 | Floor |  | Milan-MultiApartment-2:Stair-5 | Floor nº 2, Stair nº 5
Space | Milan-MultiApartment-2:Stair-5:Floor-2:Apartment-28:Room_Bathroom |  | Room |  |  | Bathroom
Space | Milan-MultiApartment-2:Stair-5:Floor-2:Apartment-28:Room_Bedroom-South |  | Room |  |  | Bedroom-South
Space | Milan-MultiApartment-2:Stair-5:Floor-2:Apartment-28:Room_Bedroom-West |  | Room |  |  | Bedroom-West
Space | Milan-MultiApartment-2:Stair-5:Floor-2:Apartment-28:Room_Kitchen |  | Room |  |  | Kitchen
Space | Milan-MultiApartment-2:Stair-5:Floor-2:Apartment-28:Room_Living-Room |  | Room |  |  | Living-Room
Space | Milan-MultiApartment-2:Stair-5:Floor-3 | Floor nº 3, Stair nº 5 | Floor |  | Milan-MultiApartment-2:Stair-5 | Floor nº 3, Stair nº 5
Space | Milan-MultiApartment-2:Stair-5:Floor-3:Apartment-51:Room_Bedroom |  | Room |  |  | Bedroom
Space | Milan-MultiApartment-2:Stair-5:Floor-3:Apartment-51:Room_Living-Room |  | Room |  |  | Living-Room
Space | Seixal-007ad81230703f8a:Room-74d91ca15f255a32 | Sala |  |  | Seixal-007ad81230703f8a | Sala |  | ['Seixal-007ad81230703f8a:Room-74d91ca15f255a32:Xtel-5051000185:Sensor_CO2', 'Seixal-007ad81230703f8a:Room-74d91ca15f255a32:Xtel-5051000185:Sensor_Humidity', 'Seixal-007ad81230703f8a:Room-74d91ca15f255a32:Xtel-5051000185:Sensor_Temperature']
Space | Seixal-007ad81230703f8a:Room-9580da5f10ab15fe | Cozinha |  |  | Seixal-007ad81230703f8a | Cozinha |  | ['Seixal-007ad81230703f8a:Room-9580da5f10ab15fe:Gateway-688AB501AE47:Plug-00124B000C0F6453', 'Seixal-007ad81230703f8a:Room-9580da5f10ab15fe:Gateway-688AB501AE47:Plug-00124B000C8C0B0D', 'Seixal-007ad81230703f8a:Room-9580da5f10ab15fe:Gateway-688AB501AE47:Plug-00124B000C910B96', 'Seixal-007ad81230703f8a:Room-9580da5f10ab15fe:Gateway-688AB501AE47:Plug-00124B000FF92B45', 'Seixal-007ad81230703f8a:Room-9580da5f10ab15fe:Xtel-5051000171:Sensor_CO2', 'Seixal-007ad81230703f8a:Room-9580da5f10ab15fe:Xtel-5051000171:Sensor_Humidity', 'Seixal-007ad81230703f8a:Room-9580da5f10ab15fe:Xtel-5051000171:Sensor_Temperature']
Space | Seixal-007ad81230703f8a:Room-d92b723dea7c4b7f | Quarto casal |  |  | Seixal-007ad81230703f8a | Quarto casal |  | ['Seixal-007ad81230703f8a:Room-d92b723dea7c4b7f:Xtel-5051000169:Sensor_CO2', 'Seixal-007ad81230703f8a:Room-d92b723dea7c4b7f:Xtel-5051000169:Sensor_Humidity', 'Seixal-007ad81230703f8a:Room-d92b723dea7c4b7f:Xtel-5051000169:Sensor_Temperature']
Space | Seixal-0421a5091295b383:Room-567de0acb3454c7e | Quarto |  |  | Seixal-0421a5091295b383 | Quarto |  | ['Seixal-0421a5091295b383:Room-567de0acb3454c7e:Xtel-5051000136:Sensor_CO2', 'Seixal-0421a5091295b383:Room-567de0acb3454c7e:Xtel-5051000136:Sensor_Humidity', 'Seixal-0421a5091295b383:Room-567de0acb3454c7e:Xtel-5051000136:Sensor_Temperature']
Space | Seixal-0421a5091295b383:Room-74d91ca15f255a32 | Sala |  |  | Seixal-0421a5091295b383 | Sala |  | ['Seixal-0421a5091295b383:Room-74d91ca15f255a32:Gateway-688AB5019917:Plug-00124B000C9105AA:55', 'Seixal-0421a5091295b383:Room-74d91ca15f255a32:Xtel-5051000162:Sensor_CO2', 'Seixal-0421a5091295b383:Room-74d91ca15f255a32:Xtel-5051000162:Sensor_Humidity', 'Seixal-0421a5091295b383:Room-74d91ca15f255a32:Xtel-5051000162:Sensor_Temperature']
Space | Seixal-0421a5091295b383:Room-9580da5f10ab15fe | Cozinha |  |  | Seixal-0421a5091295b383 | Cozinha |  | ['Seixal-0421a5091295b383:Room-9580da5f10ab15fe:Gateway-688AB5019917:Plug-00124B000FF92AE3:55', 'Seixal-0421a5091295b383:Room-9580da5f10ab15fe:Gateway-688AB5019917:Plug-00124B000FF92E11:55', 'Seixal-0421a5091295b383:Room-9580da5f10ab15fe:Gateway-688AB5019917:Plug-00124B0011096868:55', 'Seixal-0421a5091295b383:Room-9580da5f10ab15fe:Xtel-5051000141:Sensor_CO2', 'Seixal-0421a5091295b383:Room-9580da5f10ab15fe:Xtel-5051000141:Sensor_Humidity', 'Seixal-0421a5091295b383:Room-9580da5f10ab15fe:Xtel-5051000141:Sensor_Temperature']
Space | Seixal-0e31ded35cdcadb7:Room-567de0acb3454c7e | Quarto |  |  | Seixal-0e31ded35cdcadb7 | Quarto |  | ['Seixal-0e31ded35cdcadb7:Room-567de0acb3454c7e:Gateway-688AB501AD9F:Plug-00124B000FF93234:55', 'Seixal-0e31ded35cdcadb7:Room-567de0acb3454c7e:Xtel-5051000114:Sensor_CO2', 'Seixal-0e31ded35cdcadb7:Room-567de0acb3454c7e:Xtel-5051000114:Sensor_Humidity', 'Seixal-0e31ded35cdcadb7:Room-567de0acb3454c7e:Xtel-5051000114:Sensor_Temperature']
Space | Seixal-0e31ded35cdcadb7:Room-74d91ca15f255a32 | Sala |  |  | Seixal-0e31ded35cdcadb7 | Sala |  | ['Seixal-0e31ded35cdcadb7:Room-74d91ca15f255a32:Gateway-688AB501AD9F:Plug-00124B0003CD6F4C:55', 'Seixal-0e31ded35cdcadb7:Room-74d91ca15f255a32:Xtel-5051000137:Sensor_CO2', 'Seixal-0e31ded35cdcadb7:Room-74d91ca15f255a32:Xtel-5051000137:Sensor_Humidity', 'Seixal-0e31ded35cdcadb7:Room-74d91ca15f255a32:Xtel-5051000137:Sensor_Temperature']
Space | Seixal-0e31ded35cdcadb7:Room-9580da5f10ab15fe | Cozinha |  |  | Seixal-0e31ded35cdcadb7 | Cozinha |  | ['Seixal-0e31ded35cdcadb7:Room-9580da5f10ab15fe:Gateway-688AB501AD9F:Plug-00124B0011098D20:55', 'Seixal-0e31ded35cdcadb7:Room-9580da5f10ab15fe:Gateway-688AB501AD9F:Plug-00124B001109BD53:55', 'Seixal-0e31ded35cdcadb7:Room-9580da5f10ab15fe:Xtel-5051000036:Sensor_CO2', 'Seixal-0e31ded35cdcadb7:Room-9580da5f10ab15fe:Xtel-5051000036:Sensor_Humidity', 'Seixal-0e31ded35cdcadb7:Room-9580da5f10ab15fe:Xtel-5051000036:Sensor_Temperature']
Space | Seixal-0fac578845e5b699:Room-567de0acb3454c7e | Quarto |  |  | Seixal-0fac578845e5b699 | Quarto |  | Seixal-0fac578845e5b699:Room-567de0acb3454c7e:Gateway-688AB501AEB3:Plug-00124B000FF9377B:55
Space | Seixal-0fac578845e5b699:Room-9580da5f10ab15fe | Cozinha |  |  | Seixal-0fac578845e5b699 | Cozinha |  | ['Seixal-0fac578845e5b699:Room-9580da5f10ab15fe:Gateway-688AB501AEB3:Plug-00124B000FF92EE8:55', 'Seixal-0fac578845e5b699:Room-9580da5f10ab15fe:Gateway-688AB501AEB3:Plug-00124B000FF9347B:55']
Space | Seixal-10f19f4b282976f3:Room-62879487db8dc8de | Quarto andar superior |  |  | Seixal-10f19f4b282976f3 | Quarto andar superior |  | ['Seixal-10f19f4b282976f3:Room-62879487db8dc8de:Xtel-5051000165:Sensor_CO2', 'Seixal-10f19f4b282976f3:Room-62879487db8dc8de:Xtel-5051000165:Sensor_Humidity', 'Seixal-10f19f4b282976f3:Room-62879487db8dc8de:Xtel-5051000165:Sensor_Temperature']
Space | Seixal-10f19f4b282976f3:Room-74d91ca15f255a32 | Sala |  |  | Seixal-10f19f4b282976f3 | Sala |  | ['Seixal-10f19f4b282976f3:Room-74d91ca15f255a32:Xtel-5051000203:Sensor_CO2', 'Seixal-10f19f4b282976f3:Room-74d91ca15f255a32:Xtel-5051000203:Sensor_Humidity', 'Seixal-10f19f4b282976f3:Room-74d91ca15f255a32:Xtel-5051000203:Sensor_Temperature']
Space | Seixal-10f19f4b282976f3:Room-9580da5f10ab15fe | Cozinha |  |  | Seixal-10f19f4b282976f3 | Cozinha |  | ['Seixal-10f19f4b282976f3:Room-9580da5f10ab15fe:Gateway-688AB501A9CD:Plug-00124B0009E99DF5', 'Seixal-10f19f4b282976f3:Room-9580da5f10ab15fe:Gateway-688AB501A9CD:Plug-00124B000C0351A1', 'Seixal-10f19f4b282976f3:Room-9580da5f10ab15fe:Gateway-688AB501A9CD:Plug-00124B000D802624', 'Seixal-10f19f4b282976f3:Room-9580da5f10ab15fe:Xtel-5051000025:Sensor_CO2', 'Seixal-10f19f4b282976f3:Room-9580da5f10ab15fe:Xtel-5051000025:Sensor_Humidity', 'Seixal-10f19f4b282976f3:Room-9580da5f10ab15fe:Xtel-5051000025:Sensor_Temperature']
Space | Seixal-10f19f4b282976f3:Room-ece3f0363a7c942e | Quarto andar inferior |  |  | Seixal-10f19f4b282976f3 | Quarto andar inferior |  | ['Seixal-10f19f4b282976f3:Room-ece3f0363a7c942e:Xtel-5051000152:Sensor_CO2', 'Seixal-10f19f4b282976f3:Room-ece3f0363a7c942e:Xtel-5051000152:Sensor_Humidity', 'Seixal-10f19f4b282976f3:Room-ece3f0363a7c942e:Xtel-5051000152:Sensor_Temperature']
Space | Seixal-14ac33cc2d557a44:Room-567de0acb3454c7e | Quarto |  |  | Seixal-14ac33cc2d557a44 | Quarto |  | ['Seixal-14ac33cc2d557a44:Room-567de0acb3454c7e:Xtel-5051000097:Sensor_CO2', 'Seixal-14ac33cc2d557a44:Room-567de0acb3454c7e:Xtel-5051000097:Sensor_Humidity', 'Seixal-14ac33cc2d557a44:Room-567de0acb3454c7e:Xtel-5051000097:Sensor_Temperature']
Space | Seixal-14ac33cc2d557a44:Room-74d91ca15f255a32 | Sala |  |  | Seixal-14ac33cc2d557a44 | Sala |  | ['Seixal-14ac33cc2d557a44:Room-74d91ca15f255a32:Gateway-688AB50199FE:Plug-00124B000FF92A3A', 'Seixal-14ac33cc2d557a44:Room-74d91ca15f255a32:Xtel-5051000119:Sensor_CO2', 'Seixal-14ac33cc2d557a44:Room-74d91ca15f255a32:Xtel-5051000119:Sensor_Humidity', 'Seixal-14ac33cc2d557a44:Room-74d91ca15f255a32:Xtel-5051000119:Sensor_Temperature']
Space | Seixal-14ac33cc2d557a44:Room-9580da5f10ab15fe | Cozinha |  |  | Seixal-14ac33cc2d557a44 | Cozinha |  | ['Seixal-14ac33cc2d557a44:Room-9580da5f10ab15fe:Gateway-688AB50199FE:Plug-00124B000FF92EEC', 'Seixal-14ac33cc2d557a44:Room-9580da5f10ab15fe:Gateway-688AB50199FE:Plug-00124B000FF933E3', 'Seixal-14ac33cc2d557a44:Room-9580da5f10ab15fe:Xtel-5051000108:Sensor_CO2', 'Seixal-14ac33cc2d557a44:Room-9580da5f10ab15fe:Xtel-5051000108:Sensor_Humidity', 'Seixal-14ac33cc2d557a44:Room-9580da5f10ab15fe:Xtel-5051000108:Sensor_Temperature']
Space | Seixal-166607eff0a122cb:Room-9580da5f10ab15fe | Cozinha |  |  | Seixal-166607eff0a122cb | Cozinha |  | ['Seixal-166607eff0a122cb:Room-9580da5f10ab15fe:Gateway-688AB501AEF5:Plug-00124B0009095D69:55', 'Seixal-166607eff0a122cb:Room-9580da5f10ab15fe:Gateway-688AB501AEF5:Plug-00124B0009469BE4:55', 'Seixal-166607eff0a122cb:Room-9580da5f10ab15fe:Gateway-688AB501AEF5:Plug-00124B000946A657:55', 'Seixal-166607eff0a122cb:Room-9580da5f10ab15fe:Gateway-688AB501AEF5:Plug-00124B0009474031:55', 'Seixal-166607eff0a122cb:Room-9580da5f10ab15fe:Gateway-688AB501AEF5:Plug-00124B0009474213:55']
Space | Seixal-1b08b84bc51cb6b8:Room-567de0acb3454c7e | Quarto |  |  | Seixal-1b08b84bc51cb6b8 | Quarto |  | ['Seixal-1b08b84bc51cb6b8:Room-567de0acb3454c7e:Xtel-5051000065:Sensor_CO2', 'Seixal-1b08b84bc51cb6b8:Room-567de0acb3454c7e:Xtel-5051000065:Sensor_Humidity', 'Seixal-1b08b84bc51cb6b8:Room-567de0acb3454c7e:Xtel-5051000065:Sensor_Temperature']
Space | Seixal-1b08b84bc51cb6b8:Room-74d91ca15f255a32 | Sala |  |  | Seixal-1b08b84bc51cb6b8 | Sala |  | ['Seixal-1b08b84bc51cb6b8:Room-74d91ca15f255a32:Gateway-688AB501AE3B:Plug-00124B000FF92E53', 'Seixal-1b08b84bc51cb6b8:Room-74d91ca15f255a32:Xtel-5051000076:Sensor_CO2', 'Seixal-1b08b84bc51cb6b8:Room-74d91ca15f255a32:Xtel-5051000076:Sensor_Humidity', 'Seixal-1b08b84bc51cb6b8:Room-74d91ca15f255a32:Xtel-5051000076:Sensor_Temperature']
Space | Seixal-1b08b84bc51cb6b8:Room-9580da5f10ab15fe | Cozinha |  |  | Seixal-1b08b84bc51cb6b8 | Cozinha |  | ['Seixal-1b08b84bc51cb6b8:Room-9580da5f10ab15fe:Gateway-688AB501AE3B:Plug-00124B000FF92515', 'Seixal-1b08b84bc51cb6b8:Room-9580da5f10ab15fe:Gateway-688AB501AE3B:Plug-00124B000FF92F9F', 'Seixal-1b08b84bc51cb6b8:Room-9580da5f10ab15fe:Gateway-688AB501AE3B:Plug-00124B000FF92FDC', 'Seixal-1b08b84bc51cb6b8:Room-9580da5f10ab15fe:Xtel-5051000131:Sensor_CO2', 'Seixal-1b08b84bc51cb6b8:Room-9580da5f10ab15fe:Xtel-5051000131:Sensor_Humidity', 'Seixal-1b08b84bc51cb6b8:Room-9580da5f10ab15fe:Xtel-5051000131:Sensor_Temperature']
Space | Seixal-2574a4a2a3010c00:Room-567de0acb3454c7e | Quarto |  |  | Seixal-2574a4a2a3010c00 | Quarto |  | ['Seixal-2574a4a2a3010c00:Room-567de0acb3454c7e:Xtel-5051000132:Sensor_CO2', 'Seixal-2574a4a2a3010c00:Room-567de0acb3454c7e:Xtel-5051000132:Sensor_Humidity', 'Seixal-2574a4a2a3010c00:Room-567de0acb3454c7e:Xtel-5051000132:Sensor_Temperature']
Space | Seixal-2574a4a2a3010c00:Room-74d91ca15f255a32 | Sala |  |  | Seixal-2574a4a2a3010c00 | Sala |  | ['Seixal-2574a4a2a3010c00:Room-74d91ca15f255a32:Xtel-5051000179:Sensor_CO2', 'Seixal-2574a4a2a3010c00:Room-74d91ca15f255a32:Xtel-5051000179:Sensor_Humidity', 'Seixal-2574a4a2a3010c00:Room-74d91ca15f255a32:Xtel-5051000179:Sensor_Temperature']
Space | Seixal-2574a4a2a3010c00:Room-9580da5f10ab15fe | Cozinha |  |  | Seixal-2574a4a2a3010c00 | Cozinha |  | ['Seixal-2574a4a2a3010c00:Room-9580da5f10ab15fe:Gateway-688AB5018894:Plug-00124B000C916025:55', 'Seixal-2574a4a2a3010c00:Room-9580da5f10ab15fe:Gateway-688AB5018894:Plug-00124B000C9163DF:55', 'Seixal-2574a4a2a3010c00:Room-9580da5f10ab15fe:Xtel-5051000122:Sensor_CO2', 'Seixal-2574a4a2a3010c00:Room-9580da5f10ab15fe:Xtel-5051000122:Sensor_Humidity', 'Seixal-2574a4a2a3010c00:Room-9580da5f10ab15fe:Xtel-5051000122:Sensor_Temperature']
Space | Seixal-258d525525a8ee82:Room-567de0acb3454c7e | Quarto |  |  | Seixal-258d525525a8ee82 | Quarto |  | ['Seixal-258d525525a8ee82:Room-567de0acb3454c7e:Xtel-5051000128:Sensor_CO2', 'Seixal-258d525525a8ee82:Room-567de0acb3454c7e:Xtel-5051000128:Sensor_Humidity', 'Seixal-258d525525a8ee82:Room-567de0acb3454c7e:Xtel-5051000128:Sensor_Temperature']
Space | Seixal-258d525525a8ee82:Room-74d91ca15f255a32 | Sala |  |  | Seixal-258d525525a8ee82 | Sala |  | ['Seixal-258d525525a8ee82:Room-74d91ca15f255a32:Xtel-5051000116:Sensor_CO2', 'Seixal-258d525525a8ee82:Room-74d91ca15f255a32:Xtel-5051000116:Sensor_Humidity', 'Seixal-258d525525a8ee82:Room-74d91ca15f255a32:Xtel-5051000116:Sensor_Temperature']
Space | Seixal-258d525525a8ee82:Room-9580da5f10ab15fe | Cozinha |  |  | Seixal-258d525525a8ee82 | Cozinha |  | ['Seixal-258d525525a8ee82:Room-9580da5f10ab15fe:Gateway-688AB501AA15:Plug-00124B000C0F0BE9', 'Seixal-258d525525a8ee82:Room-9580da5f10ab15fe:Gateway-688AB501AA15:Plug-00124B000C90EAA0', 'Seixal-258d525525a8ee82:Room-9580da5f10ab15fe:Gateway-688AB501AA15:Plug-00124B000FF907A9', 'Seixal-258d525525a8ee82:Room-9580da5f10ab15fe:Gateway-688AB501AA15:Plug-00124B00110F3018', 'Seixal-258d525525a8ee82:Room-9580da5f10ab15fe:Xtel-5051000172:Sensor_CO2', 'Seixal-258d525525a8ee82:Room-9580da5f10ab15fe:Xtel-5051000172:Sensor_Humidity', 'Seixal-258d525525a8ee82:Room-9580da5f10ab15fe:Xtel-5051000172:Sensor_Temperature']
Space | Seixal-26d87faa02d0f6ad:Room-05ce92bc38766dbf | Openspace piso 1 |  |  | Seixal-26d87faa02d0f6ad | Openspace piso 1 |  | ['Seixal-26d87faa02d0f6ad:Room-05ce92bc38766dbf:Xtel-5051000174:Sensor_CO2', 'Seixal-26d87faa02d0f6ad:Room-05ce92bc38766dbf:Xtel-5051000174:Sensor_Humidity', 'Seixal-26d87faa02d0f6ad:Room-05ce92bc38766dbf:Xtel-5051000174:Sensor_Temperature']
Space | Seixal-26d87faa02d0f6ad:Room-4178b3e5bd0bd5dc | Quarto rapaz |  |  | Seixal-26d87faa02d0f6ad | Quarto rapaz |  | ['Seixal-26d87faa02d0f6ad:Room-4178b3e5bd0bd5dc:Xtel-5051000202:Sensor_CO2', 'Seixal-26d87faa02d0f6ad:Room-4178b3e5bd0bd5dc:Xtel-5051000202:Sensor_Humidity', 'Seixal-26d87faa02d0f6ad:Room-4178b3e5bd0bd5dc:Xtel-5051000202:Sensor_Temperature']
Space | Seixal-26d87faa02d0f6ad:Room-8f3271acedd2868d | Lavandaria |  |  | Seixal-26d87faa02d0f6ad | Lavandaria |  | Seixal-26d87faa02d0f6ad:Room-8f3271acedd2868d:Gateway-688AB501AE62:Plug-00124B000C8ABC6A
Space | Seixal-26d87faa02d0f6ad:Room-9580da5f10ab15fe | Cozinha |  |  | Seixal-26d87faa02d0f6ad | Cozinha |  | Seixal-26d87faa02d0f6ad:Room-9580da5f10ab15fe:Gateway-688AB501AE62:Plug-00124B000BC1890C
Space | Seixal-26d87faa02d0f6ad:Room-f074c094d955d559 | Quarto piso 1 |  |  | Seixal-26d87faa02d0f6ad | Quarto piso 1 |  | ['Seixal-26d87faa02d0f6ad:Room-f074c094d955d559:Xtel-5051000201:Sensor_CO2', 'Seixal-26d87faa02d0f6ad:Room-f074c094d955d559:Xtel-5051000201:Sensor_Humidity', 'Seixal-26d87faa02d0f6ad:Room-f074c094d955d559:Xtel-5051000201:Sensor_Temperature']
Space | Seixal-27c8c9dda8094021:Room-74d91ca15f255a32 | Sala |  |  | Seixal-27c8c9dda8094021 | Sala |  | Seixal-27c8c9dda8094021:Room-74d91ca15f255a32:Gateway-688AB5019A43:Plug-00124B000946D81A:55
Space | Seixal-27c8c9dda8094021:Room-9580da5f10ab15fe | Cozinha |  |  | Seixal-27c8c9dda8094021 | Cozinha |  | ['Seixal-27c8c9dda8094021:Room-9580da5f10ab15fe:Gateway-688AB5019A43:Plug-00124B000F79DC13:55', 'Seixal-27c8c9dda8094021:Room-9580da5f10ab15fe:Gateway-688AB5019A43:Plug-00124B000FF9281E:55', 'Seixal-27c8c9dda8094021:Room-9580da5f10ab15fe:Gateway-688AB5019A43:Plug-00124B0011091A55:55']
Space | Seixal-355e6bebbdcdcc34:Room-567de0acb3454c7e | Quarto |  |  | Seixal-355e6bebbdcdcc34 | Quarto |  | ['Seixal-355e6bebbdcdcc34:Room-567de0acb3454c7e:Xtel-5051000:Sensor_CO2', 'Seixal-355e6bebbdcdcc34:Room-567de0acb3454c7e:Xtel-5051000:Sensor_Humidity', 'Seixal-355e6bebbdcdcc34:Room-567de0acb3454c7e:Xtel-5051000:Sensor_Temperature']
Space | Seixal-355e6bebbdcdcc34:Room-5881c6087ab9d845 | Arrecadação |  |  | Seixal-355e6bebbdcdcc34 | Arrecadação |  | ['Seixal-355e6bebbdcdcc34:Room-5881c6087ab9d845:Gateway-688AB5019914:Plug-00124B000C03425A:55', 'Seixal-355e6bebbdcdcc34:Room-5881c6087ab9d845:Gateway-688AB5019914:Plug-00124B000C914894:55']
Space | Seixal-355e6bebbdcdcc34:Room-74d91ca15f255a32 | Sala |  |  | Seixal-355e6bebbdcdcc34 | Sala |  | ['Seixal-355e6bebbdcdcc34:Room-74d91ca15f255a32:Xtel-5051000164:Sensor_CO2', 'Seixal-355e6bebbdcdcc34:Room-74d91ca15f255a32:Xtel-5051000164:Sensor_Humidity', 'Seixal-355e6bebbdcdcc34:Room-74d91ca15f255a32:Xtel-5051000164:Sensor_Temperature']
Space | Seixal-355e6bebbdcdcc34:Room-9580da5f10ab15fe | Cozinha |  |  | Seixal-355e6bebbdcdcc34 | Cozinha |  | ['Seixal-355e6bebbdcdcc34:Room-9580da5f10ab15fe:Gateway-688AB5019914:Plug-00124B000946A547:55', 'Seixal-355e6bebbdcdcc34:Room-9580da5f10ab15fe:Xtel-5051000198:Sensor_CO2', 'Seixal-355e6bebbdcdcc34:Room-9580da5f10ab15fe:Xtel-5051000198:Sensor_Humidity', 'Seixal-355e6bebbdcdcc34:Room-9580da5f10ab15fe:Xtel-5051000198:Sensor_Temperature']
Space | Seixal-3657ba68e15cff35:Room-567de0acb3454c7e | Quarto |  |  | Seixal-3657ba68e15cff35 | Quarto |  | ['Seixal-3657ba68e15cff35:Room-567de0acb3454c7e:Gateway-688AB5019A34:Plug-00124B0009096125:55', 'Seixal-3657ba68e15cff35:Room-567de0acb3454c7e:Gateway-688AB5019A34:Plug-00124B000FF92398:55']
Space | Seixal-3657ba68e15cff35:Room-9580da5f10ab15fe | Cozinha |  |  | Seixal-3657ba68e15cff35 | Cozinha |  | ['Seixal-3657ba68e15cff35:Room-9580da5f10ab15fe:Gateway-688AB5019A34:Plug-00124B000FF92F80:55', 'Seixal-3657ba68e15cff35:Room-9580da5f10ab15fe:Gateway-688AB5019A34:Plug-00124B00110994AE:55']
Space | Seixal-39d970c0d629612a:Room-567de0acb3454c7e | Quarto |  |  | Seixal-39d970c0d629612a | Quarto |  | ['Seixal-39d970c0d629612a:Room-567de0acb3454c7e:Xtel-5051000003:Sensor_CO2', 'Seixal-39d970c0d629612a:Room-567de0acb3454c7e:Xtel-5051000003:Sensor_Humidity', 'Seixal-39d970c0d629612a:Room-567de0acb3454c7e:Xtel-5051000003:Sensor_Temperature']
Space | Seixal-39d970c0d629612a:Room-74d91ca15f255a32 | Sala |  |  | Seixal-39d970c0d629612a | Sala |  | ['Seixal-39d970c0d629612a:Room-74d91ca15f255a32:Xtel-5051000075:Sensor_CO2', 'Seixal-39d970c0d629612a:Room-74d91ca15f255a32:Xtel-5051000075:Sensor_Humidity', 'Seixal-39d970c0d629612a:Room-74d91ca15f255a32:Xtel-5051000075:Sensor_Temperature']
Space | Seixal-39d970c0d629612a:Room-9580da5f10ab15fe | Cozinha |  |  | Seixal-39d970c0d629612a | Cozinha |  | ['Seixal-39d970c0d629612a:Room-9580da5f10ab15fe:Gateway-688AB50199E6:Plug-00124B000946C321:55', 'Seixal-39d970c0d629612a:Room-9580da5f10ab15fe:Gateway-688AB50199E6:Plug-00124B000FF92713:55', 'Seixal-39d970c0d629612a:Room-9580da5f10ab15fe:Gateway-688AB50199E6:Plug-00124B0011097CE3:55', 'Seixal-39d970c0d629612a:Room-9580da5f10ab15fe:Gateway-688AB50199E6:Plug-00124B0011098D32:55', 'Seixal-39d970c0d629612a:Room-9580da5f10ab15fe:Xtel-5051000118:Sensor_CO2', 'Seixal-39d970c0d629612a:Room-9580da5f10ab15fe:Xtel-5051000118:Sensor_Humidity', 'Seixal-39d970c0d629612a:Room-9580da5f10ab15fe:Xtel-5051000118:Sensor_Temperature']
Space | Seixal-39d970c0d629612a:Room-c268941b0af9c2d0 | Quarto 1ºp |  |  | Seixal-39d970c0d629612a | Quarto 1ºp |  | Seixal-39d970c0d629612a:Room-c268941b0af9c2d0:Gateway-688AB50199E6:Plug-00124B0003CD7128:55
Space | Seixal-3d1781a0e844659a:Room-567de0acb3454c7e | Quarto |  |  | Seixal-3d1781a0e844659a | Quarto |  | ['Seixal-3d1781a0e844659a:Room-567de0acb3454c7e:Xtel-5051000135:Sensor_CO2', 'Seixal-3d1781a0e844659a:Room-567de0acb3454c7e:Xtel-5051000135:Sensor_Humidity', 'Seixal-3d1781a0e844659a:Room-567de0acb3454c7e:Xtel-5051000135:Sensor_Temperature']
Space | Seixal-3d1781a0e844659a:Room-74d91ca15f255a32 | Sala |  |  | Seixal-3d1781a0e844659a | Sala |  | ['Seixal-3d1781a0e844659a:Room-74d91ca15f255a32:Gateway-688AB5019A37:Plug-00124B000FF93234:55', 'Seixal-3d1781a0e844659a:Room-74d91ca15f255a32:Xtel-5051000125:Sensor_CO2', 'Seixal-3d1781a0e844659a:Room-74d91ca15f255a32:Xtel-5051000125:Sensor_Humidity', 'Seixal-3d1781a0e844659a:Room-74d91ca15f255a32:Xtel-5051000125:Sensor_Temperature']
Space | Seixal-3d1781a0e844659a:Room-9580da5f10ab15fe | Cozinha |  |  | Seixal-3d1781a0e844659a | Cozinha |  | ['Seixal-3d1781a0e844659a:Room-9580da5f10ab15fe:Gateway-688AB5019A37:Plug-00124B000F79DC73:55', 'Seixal-3d1781a0e844659a:Room-9580da5f10ab15fe:Gateway-688AB5019A37:Plug-00124B001109251F:55', 'Seixal-3d1781a0e844659a:Room-9580da5f10ab15fe:Gateway-688AB5019A37:Plug-00124B001109A861:55', 'Seixal-3d1781a0e844659a:Room-9580da5f10ab15fe:Xtel-5051000129:Sensor_CO2', 'Seixal-3d1781a0e844659a:Room-9580da5f10ab15fe:Xtel-5051000129:Sensor_Humidity', 'Seixal-3d1781a0e844659a:Room-9580da5f10ab15fe:Xtel-5051000129:Sensor_Temperature']
Space | Seixal-3eccdfd377121c4c:Room-567de0acb3454c7e | Quarto |  |  | Seixal-3eccdfd377121c4c | Quarto |  | ['Seixal-3eccdfd377121c4c:Room-567de0acb3454c7e:Xtel-5051000133:Sensor_CO2', 'Seixal-3eccdfd377121c4c:Room-567de0acb3454c7e:Xtel-5051000133:Sensor_Humidity', 'Seixal-3eccdfd377121c4c:Room-567de0acb3454c7e:Xtel-5051000133:Sensor_Temperature']
Space | Seixal-3eccdfd377121c4c:Room-74d91ca15f255a32 | Sala |  |  | Seixal-3eccdfd377121c4c | Sala |  | ['Seixal-3eccdfd377121c4c:Room-74d91ca15f255a32:Gateway-688AB501AE17:Plug-00124B000C90BF26:55', 'Seixal-3eccdfd377121c4c:Room-74d91ca15f255a32:Xtel-5051000142:Sensor_CO2', 'Seixal-3eccdfd377121c4c:Room-74d91ca15f255a32:Xtel-5051000142:Sensor_Humidity', 'Seixal-3eccdfd377121c4c:Room-74d91ca15f255a32:Xtel-5051000142:Sensor_Temperature']
Space | Seixal-3eccdfd377121c4c:Room-9580da5f10ab15fe | Cozinha |  |  | Seixal-3eccdfd377121c4c | Cozinha |  | ['Seixal-3eccdfd377121c4c:Room-9580da5f10ab15fe:Gateway-688AB501AE17:Plug-00124B000F79D23D:55', 'Seixal-3eccdfd377121c4c:Room-9580da5f10ab15fe:Gateway-688AB501AE17:Plug-00124B000F79DDAD:55', 'Seixal-3eccdfd377121c4c:Room-9580da5f10ab15fe:Gateway-688AB501AE17:Plug-00124B000FF931BF:55', 'Seixal-3eccdfd377121c4c:Room-9580da5f10ab15fe:Xtel-5051000126:Sensor_CO2', 'Seixal-3eccdfd377121c4c:Room-9580da5f10ab15fe:Xtel-5051000126:Sensor_Humidity', 'Seixal-3eccdfd377121c4c:Room-9580da5f10ab15fe:Xtel-5051000126:Sensor_Temperature']
Space | Seixal-4da1815a47c26591:Room-567de0acb3454c7e | Quarto |  |  | Seixal-4da1815a47c26591 | Quarto |  | ['Seixal-4da1815a47c26591:Room-567de0acb3454c7e:Gateway-688AB501AE2C:Plug-00124B0009474375:55', 'Seixal-4da1815a47c26591:Room-567de0acb3454c7e:Xtel-5051000195:Sensor_CO2', 'Seixal-4da1815a47c26591:Room-567de0acb3454c7e:Xtel-5051000195:Sensor_Humidity', 'Seixal-4da1815a47c26591:Room-567de0acb3454c7e:Xtel-5051000195:Sensor_Temperature']
Space | Seixal-4da1815a47c26591:Room-74d91ca15f255a32 | Sala |  |  | Seixal-4da1815a47c26591 | Sala |  | ['Seixal-4da1815a47c26591:Room-74d91ca15f255a32:Xtel-5051000220:Sensor_CO2', 'Seixal-4da1815a47c26591:Room-74d91ca15f255a32:Xtel-5051000220:Sensor_Humidity', 'Seixal-4da1815a47c26591:Room-74d91ca15f255a32:Xtel-5051000220:Sensor_Temperature']
Space | Seixal-4da1815a47c26591:Room-9580da5f10ab15fe | Cozinha |  |  | Seixal-4da1815a47c26591 | Cozinha |  | ['Seixal-4da1815a47c26591:Room-9580da5f10ab15fe:Gateway-688AB501AE2C:Plug-00124B000FF92FC2:55', 'Seixal-4da1815a47c26591:Room-9580da5f10ab15fe:Gateway-688AB501AE2C:Plug-00124B0011099CD2:55', 'Seixal-4da1815a47c26591:Room-9580da5f10ab15fe:Xtel-5051000143:Sensor_CO2', 'Seixal-4da1815a47c26591:Room-9580da5f10ab15fe:Xtel-5051000143:Sensor_Humidity', 'Seixal-4da1815a47c26591:Room-9580da5f10ab15fe:Xtel-5051000143:Sensor_Temperature']
Space | Seixal-5088d5c431801372:Room-567de0acb3454c7e | Quarto |  |  | Seixal-5088d5c431801372 | Quarto |  | ['Seixal-5088d5c431801372:Room-567de0acb3454c7e:Xtel-5051000150:Sensor_CO2', 'Seixal-5088d5c431801372:Room-567de0acb3454c7e:Xtel-5051000150:Sensor_Humidity', 'Seixal-5088d5c431801372:Room-567de0acb3454c7e:Xtel-5051000150:Sensor_Temperature']
Space | Seixal-5088d5c431801372:Room-74d91ca15f255a32 | Sala |  |  | Seixal-5088d5c431801372 | Sala |  | ['Seixal-5088d5c431801372:Room-74d91ca15f255a32:Gateway-688AB501991A:Plug-00124B000763693F:55', 'Seixal-5088d5c431801372:Room-74d91ca15f255a32:Xtel-5051000124:Sensor_CO2', 'Seixal-5088d5c431801372:Room-74d91ca15f255a32:Xtel-5051000124:Sensor_Humidity', 'Seixal-5088d5c431801372:Room-74d91ca15f255a32:Xtel-5051000124:Sensor_Temperature']
Space | Seixal-5088d5c431801372:Room-9580da5f10ab15fe | Cozinha |  |  | Seixal-5088d5c431801372 | Cozinha |  | ['Seixal-5088d5c431801372:Room-9580da5f10ab15fe:Gateway-688AB501991A:Plug-00124B000F79DDD5:55', 'Seixal-5088d5c431801372:Room-9580da5f10ab15fe:Gateway-688AB501991A:Plug-00124B00110F3618:55', 'Seixal-5088d5c431801372:Room-9580da5f10ab15fe:Xtel-5051000176:Sensor_CO2', 'Seixal-5088d5c431801372:Room-9580da5f10ab15fe:Xtel-5051000176:Sensor_Humidity', 'Seixal-5088d5c431801372:Room-9580da5f10ab15fe:Xtel-5051000176:Sensor_Temperature']
Space | Seixal-53c7249c29596185:Room-567de0acb3454c7e | Quarto |  |  | Seixal-53c7249c29596185 | Quarto |  | ['Seixal-53c7249c29596185:Room-567de0acb3454c7e:Xtel-5051000113:Sensor_CO2', 'Seixal-53c7249c29596185:Room-567de0acb3454c7e:Xtel-5051000113:Sensor_Humidity', 'Seixal-53c7249c29596185:Room-567de0acb3454c7e:Xtel-5051000113:Sensor_Temperature']
Space | Seixal-53c7249c29596185:Room-74d91ca15f255a32 | Sala |  |  | Seixal-53c7249c29596185 | Sala |  | ['Seixal-53c7249c29596185:Room-74d91ca15f255a32:Gateway-688AB501AEF8:Plug-00124B0003CD6E77:55', 'Seixal-53c7249c29596185:Room-74d91ca15f255a32:Xtel-5051000158:Sensor_CO2', 'Seixal-53c7249c29596185:Room-74d91ca15f255a32:Xtel-5051000158:Sensor_Humidity', 'Seixal-53c7249c29596185:Room-74d91ca15f255a32:Xtel-5051000158:Sensor_Temperature']
Space | Seixal-53c7249c29596185:Room-9580da5f10ab15fe | Cozinha |  |  | Seixal-53c7249c29596185 | Cozinha |  | ['Seixal-53c7249c29596185:Room-9580da5f10ab15fe:Gateway-688AB501AEF8:Plug-00124B000FF90B0A:55', 'Seixal-53c7249c29596185:Room-9580da5f10ab15fe:Gateway-688AB501AEF8:Plug-00124B000FF92E7F:55', 'Seixal-53c7249c29596185:Room-9580da5f10ab15fe:Gateway-688AB501AEF8:Plug-00124B00110F3EC7:55', 'Seixal-53c7249c29596185:Room-9580da5f10ab15fe:Xtel-5051000155:Sensor_CO2', 'Seixal-53c7249c29596185:Room-9580da5f10ab15fe:Xtel-5051000155:Sensor_Humidity', 'Seixal-53c7249c29596185:Room-9580da5f10ab15fe:Xtel-5051000155:Sensor_Temperature']
Space | Seixal-5480e24218866a57:Room-567de0acb3454c7e | Quarto |  |  | Seixal-5480e24218866a57 | Quarto |  | ['Seixal-5480e24218866a57:Room-567de0acb3454c7e:Xtel-5051000156:Sensor_CO2', 'Seixal-5480e24218866a57:Room-567de0acb3454c7e:Xtel-5051000156:Sensor_Humidity', 'Seixal-5480e24218866a57:Room-567de0acb3454c7e:Xtel-5051000156:Sensor_Temperature']
Space | Seixal-5480e24218866a57:Room-74d91ca15f255a32 | Sala |  |  | Seixal-5480e24218866a57 | Sala |  | ['Seixal-5480e24218866a57:Room-74d91ca15f255a32:Gateway-688AB5019956:Plug-00124B0009469BBC:55', 'Seixal-5480e24218866a57:Room-74d91ca15f255a32:Xtel-5051000188:Sensor_CO2', 'Seixal-5480e24218866a57:Room-74d91ca15f255a32:Xtel-5051000188:Sensor_Humidity', 'Seixal-5480e24218866a57:Room-74d91ca15f255a32:Xtel-5051000188:Sensor_Temperature']
Space | Seixal-5480e24218866a57:Room-9580da5f10ab15fe | Cozinha |  |  | Seixal-5480e24218866a57 | Cozinha |  | ['Seixal-5480e24218866a57:Room-9580da5f10ab15fe:Gateway-688AB5019956:Plug-00124B000F79D351:55', 'Seixal-5480e24218866a57:Room-9580da5f10ab15fe:Gateway-688AB5019956:Plug-00124B000F79D801:55', 'Seixal-5480e24218866a57:Room-9580da5f10ab15fe:Gateway-688AB5019956:Plug-00124B000FF92AAD:55', 'Seixal-5480e24218866a57:Room-9580da5f10ab15fe:Xtel-5051000190:Sensor_CO2', 'Seixal-5480e24218866a57:Room-9580da5f10ab15fe:Xtel-5051000190:Sensor_Humidity', 'Seixal-5480e24218866a57:Room-9580da5f10ab15fe:Xtel-5051000190:Sensor_Temperature']
Space | Seixal-5766c4fb2678f441:Room-567de0acb3454c7e | Quarto |  |  | Seixal-5766c4fb2678f441 | Quarto |  | ['Seixal-5766c4fb2678f441:Room-567de0acb3454c7e:Xtel-5051000013:Sensor_CO2', 'Seixal-5766c4fb2678f441:Room-567de0acb3454c7e:Xtel-5051000013:Sensor_Humidity', 'Seixal-5766c4fb2678f441:Room-567de0acb3454c7e:Xtel-5051000013:Sensor_Temperature']
Space | Seixal-5766c4fb2678f441:Room-74d91ca15f255a32 | Sala |  |  | Seixal-5766c4fb2678f441 | Sala |  | ['Seixal-5766c4fb2678f441:Room-74d91ca15f255a32:Gateway-688AB501AEB6:Plug-00124B0007636275:55', 'Seixal-5766c4fb2678f441:Room-74d91ca15f255a32:Gateway-688AB501AEB6:Plug-00124B000F79DF58:55', 'Seixal-5766c4fb2678f441:Room-74d91ca15f255a32:Xtel-5051000205:Sensor_CO2', 'Seixal-5766c4fb2678f441:Room-74d91ca15f255a32:Xtel-5051000205:Sensor_Humidity', 'Seixal-5766c4fb2678f441:Room-74d91ca15f255a32:Xtel-5051000205:Sensor_Temperature']
Space | Seixal-5766c4fb2678f441:Room-9580da5f10ab15fe | Cozinha |  |  | Seixal-5766c4fb2678f441 | Cozinha |  | ['Seixal-5766c4fb2678f441:Room-9580da5f10ab15fe:Xtel-5051000112:Sensor_CO2', 'Seixal-5766c4fb2678f441:Room-9580da5f10ab15fe:Xtel-5051000112:Sensor_Humidity', 'Seixal-5766c4fb2678f441:Room-9580da5f10ab15fe:Xtel-5051000112:Sensor_Temperature']
Space | Seixal-612ee2bcab32bbe2:Room-567de0acb3454c7e | Quarto |  |  | Seixal-612ee2bcab32bbe2 | Quarto |  | ['Seixal-612ee2bcab32bbe2:Room-567de0acb3454c7e:Gateway-688AB501993B:Plug-00124B00094710D8:55', 'Seixal-612ee2bcab32bbe2:Room-567de0acb3454c7e:Xtel-5051000177:Sensor_CO2', 'Seixal-612ee2bcab32bbe2:Room-567de0acb3454c7e:Xtel-5051000177:Sensor_Humidity', 'Seixal-612ee2bcab32bbe2:Room-567de0acb3454c7e:Xtel-5051000177:Sensor_Temperature']
Space | Seixal-612ee2bcab32bbe2:Room-74d91ca15f255a32 | Sala |  |  | Seixal-612ee2bcab32bbe2 | Sala |  | ['Seixal-612ee2bcab32bbe2:Room-74d91ca15f255a32:Xtel-5051000180:Sensor_CO2', 'Seixal-612ee2bcab32bbe2:Room-74d91ca15f255a32:Xtel-5051000180:Sensor_Humidity', 'Seixal-612ee2bcab32bbe2:Room-74d91ca15f255a32:Xtel-5051000180:Sensor_Temperature']
Space | Seixal-612ee2bcab32bbe2:Room-9580da5f10ab15fe | Cozinha |  |  | Seixal-612ee2bcab32bbe2 | Cozinha |  | ['Seixal-612ee2bcab32bbe2:Room-9580da5f10ab15fe:Gateway-688AB501993B:Plug-00124B000769BF83:55', 'Seixal-612ee2bcab32bbe2:Room-9580da5f10ab15fe:Gateway-688AB501993B:Plug-00124B000946A9F9:55', 'Seixal-612ee2bcab32bbe2:Room-9580da5f10ab15fe:Gateway-688AB501993B:Plug-00124B0009471DAD:55', 'Seixal-612ee2bcab32bbe2:Room-9580da5f10ab15fe:Xtel-5051000221:Sensor_CO2', 'Seixal-612ee2bcab32bbe2:Room-9580da5f10ab15fe:Xtel-5051000221:Sensor_Humidity', 'Seixal-612ee2bcab32bbe2:Room-9580da5f10ab15fe:Xtel-5051000221:Sensor_Temperature']
Space | Seixal-632c540fc1e78fc9:Room-567de0acb3454c7e | Quarto |  |  | Seixal-632c540fc1e78fc9 | Quarto |  | ['Seixal-632c540fc1e78fc9:Room-567de0acb3454c7e:Xtel-5051000149:Sensor_CO2', 'Seixal-632c540fc1e78fc9:Room-567de0acb3454c7e:Xtel-5051000149:Sensor_Humidity', 'Seixal-632c540fc1e78fc9:Room-567de0acb3454c7e:Xtel-5051000149:Sensor_Temperature']
Space | Seixal-632c540fc1e78fc9:Room-74d91ca15f255a32 | Sala |  |  | Seixal-632c540fc1e78fc9 | Sala |  | ['Seixal-632c540fc1e78fc9:Room-74d91ca15f255a32:Xtel-5051000183:Sensor_CO2', 'Seixal-632c540fc1e78fc9:Room-74d91ca15f255a32:Xtel-5051000183:Sensor_Humidity', 'Seixal-632c540fc1e78fc9:Room-74d91ca15f255a32:Xtel-5051000183:Sensor_Temperature']
Space | Seixal-632c540fc1e78fc9:Room-9580da5f10ab15fe | Cozinha |  |  | Seixal-632c540fc1e78fc9 | Cozinha |  | ['Seixal-632c540fc1e78fc9:Room-9580da5f10ab15fe:Gateway-688AB501992F:Plug-00124B000946AC03:55', 'Seixal-632c540fc1e78fc9:Room-9580da5f10ab15fe:Gateway-688AB501992F:Plug-00124B000946C4E6:55', 'Seixal-632c540fc1e78fc9:Room-9580da5f10ab15fe:Gateway-688AB501992F:Plug-00124B000946C987:55', 'Seixal-632c540fc1e78fc9:Room-9580da5f10ab15fe:Gateway-688AB501992F:Plug-00124B0009473F1D55', 'Seixal-632c540fc1e78fc9:Room-9580da5f10ab15fe:Xtel-5051000163:Sensor_CO2', 'Seixal-632c540fc1e78fc9:Room-9580da5f10ab15fe:Xtel-5051000163:Sensor_Humidity', 'Seixal-632c540fc1e78fc9:Room-9580da5f10ab15fe:Xtel-5051000163:Sensor_Temperature']
Space | Seixal-6346d39ed9e65e5c:Room-567de0acb3454c7e | Quarto |  |  | Seixal-6346d39ed9e65e5c | Quarto |  | ['Seixal-6346d39ed9e65e5c:Room-567de0acb3454c7e:Xtel-5051000098:Sensor_CO2', 'Seixal-6346d39ed9e65e5c:Room-567de0acb3454c7e:Xtel-5051000098:Sensor_Humidity', 'Seixal-6346d39ed9e65e5c:Room-567de0acb3454c7e:Xtel-5051000098:Sensor_Temperature']
Space | Seixal-6346d39ed9e65e5c:Room-74d91ca15f255a32 | Sala |  |  | Seixal-6346d39ed9e65e5c | Sala |  | ['Seixal-6346d39ed9e65e5c:Room-74d91ca15f255a32:Gateway-688AB501AF19:Plug-00124B000FF93548', 'Seixal-6346d39ed9e65e5c:Room-74d91ca15f255a32:Xtel-5051000120:Sensor_CO2', 'Seixal-6346d39ed9e65e5c:Room-74d91ca15f255a32:Xtel-5051000120:Sensor_Humidity', 'Seixal-6346d39ed9e65e5c:Room-74d91ca15f255a32:Xtel-5051000120:Sensor_Temperature']
Space | Seixal-6346d39ed9e65e5c:Room-9580da5f10ab15fe | Cozinha |  |  | Seixal-6346d39ed9e65e5c | Cozinha |  | ['Seixal-6346d39ed9e65e5c:Room-9580da5f10ab15fe:Gateway-688AB501AF19:Plug-00124B000FF933CC', 'Seixal-6346d39ed9e65e5c:Room-9580da5f10ab15fe:Gateway-688AB501AF19:Plug-00124B000FF933F1', 'Seixal-6346d39ed9e65e5c:Room-9580da5f10ab15fe:Gateway-688AB501AF19:Plug-00124B000FF93475']
Space | Seixal-669dd07a29290a97:Room-8a779003ee94d502 | Cozinha-sala |  |  | Seixal-669dd07a29290a97 | Cozinha-sala |  | ['Seixal-669dd07a29290a97:Room-8a779003ee94d502:Gateway-688AB5019A46:Plug-00124B0007636917:55', 'Seixal-669dd07a29290a97:Room-8a779003ee94d502:Gateway-688AB5019A46:Plug-00124B001109AAB7:55', 'Seixal-669dd07a29290a97:Room-8a779003ee94d502:Gateway-688AB5019A46:Plug-00124B001109BD4F:55', 'Seixal-669dd07a29290a97:Room-8a779003ee94d502:Gateway-688AB5019A46:Plug-00124B001109C0D2:55']
Space | Seixal-8c8def2bb696ad86:Room-9580da5f10ab15fe | Cozinha |  |  | Seixal-8c8def2bb696ad86 | Cozinha |  | ['Seixal-8c8def2bb696ad86:Room-9580da5f10ab15fe:Gateway-688AB501B003:Plug-00124B000946AC68:55', 'Seixal-8c8def2bb696ad86:Room-9580da5f10ab15fe:Gateway-688AB501B003:Plug-00124B0009473E7E:55', 'Seixal-8c8def2bb696ad86:Room-9580da5f10ab15fe:Gateway-688AB501B003:Plug-00124B0009473F54:55']
Space | Seixal-8f140c113f0d1690:Room-463145daed553b00 | Arrumos |  |  | Seixal-8f140c113f0d1690 | Arrumos |  | Seixal-8f140c113f0d1690:Room-463145daed553b00:Gateway-688AB501A652:Plug-00124B000D80324A
Space | Seixal-8f140c113f0d1690:Room-567de0acb3454c7e | Quarto |  |  | Seixal-8f140c113f0d1690 | Quarto |  | ['Seixal-8f140c113f0d1690:Room-567de0acb3454c7e:Xtel-5051000217:Sensor_CO2', 'Seixal-8f140c113f0d1690:Room-567de0acb3454c7e:Xtel-5051000217:Sensor_Humidity', 'Seixal-8f140c113f0d1690:Room-567de0acb3454c7e:Xtel-5051000217:Sensor_Temperature']
Space | Seixal-8f140c113f0d1690:Room-9580da5f10ab15fe | Cozinha |  |  | Seixal-8f140c113f0d1690 | Cozinha |  | ['Seixal-8f140c113f0d1690:Room-9580da5f10ab15fe:Gateway-688AB501A652:Plug-00124B000C90D93D', 'Seixal-8f140c113f0d1690:Room-9580da5f10ab15fe:Gateway-688AB501A652:Plug-00124B000D802F3A', 'Seixal-8f140c113f0d1690:Room-9580da5f10ab15fe:Gateway-688AB501A652:Plug-00124B000FF93408', 'Seixal-8f140c113f0d1690:Room-9580da5f10ab15fe:Xtel-5051000216:Sensor_CO2', 'Seixal-8f140c113f0d1690:Room-9580da5f10ab15fe:Xtel-5051000216:Sensor_Humidity', 'Seixal-8f140c113f0d1690:Room-9580da5f10ab15fe:Xtel-5051000216:Sensor_Temperature']
Space | Seixal-9097877ea2ce7e2d:Room-567de0acb3454c7e | Quarto |  |  | Seixal-9097877ea2ce7e2d | Quarto |  | ['Seixal-9097877ea2ce7e2d:Room-567de0acb3454c7e:Xtel-5051000159:Sensor_CO2', 'Seixal-9097877ea2ce7e2d:Room-567de0acb3454c7e:Xtel-5051000159:Sensor_Humidity', 'Seixal-9097877ea2ce7e2d:Room-567de0acb3454c7e:Xtel-5051000159:Sensor_Temperature']
Space | Seixal-9097877ea2ce7e2d:Room-74d91ca15f255a32 | Sala |  |  | Seixal-9097877ea2ce7e2d | Sala |  | ['Seixal-9097877ea2ce7e2d:Room-74d91ca15f255a32:Xtel-5051000145:Sensor_CO2', 'Seixal-9097877ea2ce7e2d:Room-74d91ca15f255a32:Xtel-5051000145:Sensor_Humidity', 'Seixal-9097877ea2ce7e2d:Room-74d91ca15f255a32:Xtel-5051000145:Sensor_Temperature']
Space | Seixal-9097877ea2ce7e2d:Room-9580da5f10ab15fe | Cozinha |  |  | Seixal-9097877ea2ce7e2d | Cozinha |  | ['Seixal-9097877ea2ce7e2d:Room-9580da5f10ab15fe:Gateway-688AB5019A25:Plug-00124B000C916025:55', 'Seixal-9097877ea2ce7e2d:Room-9580da5f10ab15fe:Xtel-5051000146:Sensor_CO2', 'Seixal-9097877ea2ce7e2d:Room-9580da5f10ab15fe:Xtel-5051000146:Sensor_Humidity', 'Seixal-9097877ea2ce7e2d:Room-9580da5f10ab15fe:Xtel-5051000146:Sensor_Temperature']
Space | Seixal-9097877ea2ce7e2d:Room-fef4aad09731983f | Garagem |  |  | Seixal-9097877ea2ce7e2d | Garagem |  | ['Seixal-9097877ea2ce7e2d:Room-fef4aad09731983f:Gateway-688AB5019A25:Plug-00124B000946A69E:55', 'Seixal-9097877ea2ce7e2d:Room-fef4aad09731983f:Gateway-688AB5019A25:Plug-00124B000C9163DF:55']
Space | Seixal-987e1533f52a98f8:Room-74d91ca15f255a32 | Sala |  |  | Seixal-987e1533f52a98f8 | Sala |  | Seixal-987e1533f52a98f8:Room-74d91ca15f255a32:Gateway-688AB501AF13:Plug-00124B000FF92C9A:55
Space | Seixal-987e1533f52a98f8:Room-c268941b0af9c2d0 | Quarto 1ºp |  |  | Seixal-987e1533f52a98f8 | Quarto 1ºp |  | Seixal-987e1533f52a98f8:Room-c268941b0af9c2d0:Gateway-688AB501AF13:Plug-00124B000C9105BA:55
Space | Seixal-99158cf6c00cd656:Room-31552737080246fd | Hall |  |  | Seixal-99158cf6c00cd656 | Hall |  | ['Seixal-99158cf6c00cd656:Room-31552737080246fd:Xtel-5051000206:Sensor_CO2', 'Seixal-99158cf6c00cd656:Room-31552737080246fd:Xtel-5051000206:Sensor_Humidity', 'Seixal-99158cf6c00cd656:Room-31552737080246fd:Xtel-5051000206:Sensor_Temperature']
Space | Seixal-99158cf6c00cd656:Room-567de0acb3454c7e | Quarto |  |  | Seixal-99158cf6c00cd656 | Quarto |  | ['Seixal-99158cf6c00cd656:Room-567de0acb3454c7e:Xtel-5051000213:Sensor_CO2', 'Seixal-99158cf6c00cd656:Room-567de0acb3454c7e:Xtel-5051000213:Sensor_Humidity', 'Seixal-99158cf6c00cd656:Room-567de0acb3454c7e:Xtel-5051000213:Sensor_Temperature']
Space | Seixal-99158cf6c00cd656:Room-74d91ca15f255a32 | Sala |  |  | Seixal-99158cf6c00cd656 | Sala |  | ['Seixal-99158cf6c00cd656:Room-74d91ca15f255a32:Xtel-5051000212:Sensor_CO2', 'Seixal-99158cf6c00cd656:Room-74d91ca15f255a32:Xtel-5051000212:Sensor_Humidity', 'Seixal-99158cf6c00cd656:Room-74d91ca15f255a32:Xtel-5051000212:Sensor_Temperature']
Space | Seixal-99158cf6c00cd656:Room-9580da5f10ab15fe | Cozinha |  |  | Seixal-99158cf6c00cd656 | Cozinha |  | ['Seixal-99158cf6c00cd656:Room-9580da5f10ab15fe:Gateway-688AB5019908:Plug-00124B00011099CBC', 'Seixal-99158cf6c00cd656:Room-9580da5f10ab15fe:Gateway-688AB5019908:Plug-00124B000FF924DC', 'Seixal-99158cf6c00cd656:Room-9580da5f10ab15fe:Gateway-688AB5019908:Plug-00124B000FF92671', 'Seixal-99158cf6c00cd656:Room-9580da5f10ab15fe:Gateway-688AB5019908:Plug-00124B000FF931CF']
Space | Seixal-9e8f731296963ab7:Room-567de0acb3454c7e | Quarto |  |  | Seixal-9e8f731296963ab7 | Quarto |  | ['Seixal-9e8f731296963ab7:Room-567de0acb3454c7e:Xtel-5051000147:Sensor_CO2', 'Seixal-9e8f731296963ab7:Room-567de0acb3454c7e:Xtel-5051000147:Sensor_Humidity', 'Seixal-9e8f731296963ab7:Room-567de0acb3454c7e:Xtel-5051000147:Sensor_Temperature']
Space | Seixal-9e8f731296963ab7:Room-74d91ca15f255a32 | Sala |  |  | Seixal-9e8f731296963ab7 | Sala |  | ['Seixal-9e8f731296963ab7:Room-74d91ca15f255a32:Xtel-5051000161:Sensor_CO2', 'Seixal-9e8f731296963ab7:Room-74d91ca15f255a32:Xtel-5051000161:Sensor_Humidity', 'Seixal-9e8f731296963ab7:Room-74d91ca15f255a32:Xtel-5051000161:Sensor_Temperature']
Space | Seixal-9e8f731296963ab7:Room-9580da5f10ab15fe | Cozinha |  |  | Seixal-9e8f731296963ab7 | Cozinha |  | ['Seixal-9e8f731296963ab7:Room-9580da5f10ab15fe:Gateway-688AB501AD9C:Plug-00124B0007636212:55', 'Seixal-9e8f731296963ab7:Room-9580da5f10ab15fe:Gateway-688AB501AD9C:Plug-00124B000909553A:55', 'Seixal-9e8f731296963ab7:Room-9580da5f10ab15fe:Gateway-688AB501AD9C:Plug-00124B0009471611:55', 'Seixal-9e8f731296963ab7:Room-9580da5f10ab15fe:Gateway-688AB501AD9C:Plug-00124B000947209C:55', 'Seixal-9e8f731296963ab7:Room-9580da5f10ab15fe:Xtel-5051000134:Sensor_CO2', 'Seixal-9e8f731296963ab7:Room-9580da5f10ab15fe:Xtel-5051000134:Sensor_Humidity', 'Seixal-9e8f731296963ab7:Room-9580da5f10ab15fe:Xtel-5051000134:Sensor_Temperature']
Space | Seixal-a27b75aca70e791d:Room-9580da5f10ab15fe | Cozinha |  |  | Seixal-a27b75aca70e791d | Cozinha |  | ['Seixal-a27b75aca70e791d:Room-9580da5f10ab15fe:Gateway-688AB501ACBE:Plug-00124B0009095D1E:55', 'Seixal-a27b75aca70e791d:Room-9580da5f10ab15fe:Gateway-688AB501ACBE:Plug-00124B000946D86F:55']
Space | Seixal-a484efac7eebd721:Room-2fbd19a57ca45fb9 | Wc |  |  | Seixal-a484efac7eebd721 | Wc |  | Seixal-a484efac7eebd721:Room-2fbd19a57ca45fb9:Gateway-688AB501AE56:Plug-00124B001109C735:55
Space | Seixal-a484efac7eebd721:Room-567de0acb3454c7e | Quarto |  |  | Seixal-a484efac7eebd721 | Quarto |  | ['Seixal-a484efac7eebd721:Room-567de0acb3454c7e:Xtel-5051000160:Sensor_CO2', 'Seixal-a484efac7eebd721:Room-567de0acb3454c7e:Xtel-5051000160:Sensor_Humidity', 'Seixal-a484efac7eebd721:Room-567de0acb3454c7e:Xtel-5051000160:Sensor_Temperature']
Space | Seixal-a484efac7eebd721:Room-74d91ca15f255a32 | Sala |  |  | Seixal-a484efac7eebd721 | Sala |  | ['Seixal-a484efac7eebd721:Room-74d91ca15f255a32:Gateway-688AB501AE56:Plug-00124B0003CD6C78:55', 'Seixal-a484efac7eebd721:Room-74d91ca15f255a32:Xtel-5051000140:Sensor_CO2', 'Seixal-a484efac7eebd721:Room-74d91ca15f255a32:Xtel-5051000140:Sensor_Humidity', 'Seixal-a484efac7eebd721:Room-74d91ca15f255a32:Xtel-5051000140:Sensor_Temperature']
Space | Seixal-a484efac7eebd721:Room-9580da5f10ab15fe | Cozinha |  |  | Seixal-a484efac7eebd721 | Cozinha |  | ['Seixal-a484efac7eebd721:Room-9580da5f10ab15fe:Gateway-688AB501AE56:Plug-00124B001109BA9E:55', 'Seixal-a484efac7eebd721:Room-9580da5f10ab15fe:Gateway-688AB501AE56:Plug-00124B00110BE317:55', 'Seixal-a484efac7eebd721:Room-9580da5f10ab15fe:Xtel-5051000139:Sensor_CO2', 'Seixal-a484efac7eebd721:Room-9580da5f10ab15fe:Xtel-5051000139:Sensor_Humidity', 'Seixal-a484efac7eebd721:Room-9580da5f10ab15fe:Xtel-5051000139:Sensor_Temperature']
Space | Seixal-b0d43bc1c617a6c8:Room-567de0acb3454c7e | Quarto |  |  | Seixal-b0d43bc1c617a6c8 | Quarto |  | ['Seixal-b0d43bc1c617a6c8:Room-567de0acb3454c7e:Xtel-5051000144:Sensor_CO2', 'Seixal-b0d43bc1c617a6c8:Room-567de0acb3454c7e:Xtel-5051000144:Sensor_Humidity', 'Seixal-b0d43bc1c617a6c8:Room-567de0acb3454c7e:Xtel-5051000144:Sensor_Temperature']
Space | Seixal-b0d43bc1c617a6c8:Room-74d91ca15f255a32 | Sala |  |  | Seixal-b0d43bc1c617a6c8 | Sala |  | ['Seixal-b0d43bc1c617a6c8:Room-74d91ca15f255a32:Xtel-5051000189:Sensor_CO2', 'Seixal-b0d43bc1c617a6c8:Room-74d91ca15f255a32:Xtel-5051000189:Sensor_Humidity', 'Seixal-b0d43bc1c617a6c8:Room-74d91ca15f255a32:Xtel-5051000189:Sensor_Temperature']
Space | Seixal-b0d43bc1c617a6c8:Room-9580da5f10ab15fe | Cozinha |  |  | Seixal-b0d43bc1c617a6c8 | Cozinha |  | ['Seixal-b0d43bc1c617a6c8:Room-9580da5f10ab15fe:Gateway-688AB501AE3E:Plug-00124B0009473C6F:55', 'Seixal-b0d43bc1c617a6c8:Room-9580da5f10ab15fe:Xtel-5051000121:Sensor_CO2', 'Seixal-b0d43bc1c617a6c8:Room-9580da5f10ab15fe:Xtel-5051000121:Sensor_Humidity', 'Seixal-b0d43bc1c617a6c8:Room-9580da5f10ab15fe:Xtel-5051000121:Sensor_Temperature']
Space | Seixal-b0d43bc1c617a6c8:Room-fef4aad09731983f | Garagem |  |  | Seixal-b0d43bc1c617a6c8 | Garagem |  | ['Seixal-b0d43bc1c617a6c8:Room-fef4aad09731983f:Gateway-688AB501AE3E:Plug-00124B0009094AD8:55', 'Seixal-b0d43bc1c617a6c8:Room-fef4aad09731983f:Gateway-688AB501AE3E:Plug-00124B000946A4F1:55']
Space | Seixal-ba5ae683336da84b:Room-74d91ca15f255a32 | Sala |  |  | Seixal-ba5ae683336da84b | Sala |  | Seixal-ba5ae683336da84b:Room-74d91ca15f255a32:Gateway-688AB501ADAE:Plug-00124B0009471F48:55
Space | Seixal-ba5ae683336da84b:Room-9580da5f10ab15fe | Cozinha |  |  | Seixal-ba5ae683336da84b | Cozinha |  | ['Seixal-ba5ae683336da84b:Room-9580da5f10ab15fe:Gateway-688AB501ADAE:Plug-00124B000FF92AD4:55', 'Seixal-ba5ae683336da84b:Room-9580da5f10ab15fe:Gateway-688AB501ADAE:Plug-00124B000FF92B04:55']
Space | Seixal-bad183859d8b9f90:Room-9580da5f10ab15fe | Cozinha |  |  | Seixal-bad183859d8b9f90 | Cozinha |  | ['Seixal-bad183859d8b9f90:Room-9580da5f10ab15fe:Gateway-688AB5017208:Plug-00124B0007636EB4:55', 'Seixal-bad183859d8b9f90:Room-9580da5f10ab15fe:Gateway-688AB5017208:Plug-00124B000946A989:55', 'Seixal-bad183859d8b9f90:Room-9580da5f10ab15fe:Gateway-688AB5017208:Plug-00124B000946CE3F:55', 'Seixal-bad183859d8b9f90:Room-9580da5f10ab15fe:Gateway-688AB5017208:Plug-00124B00094747FE:55']
Space | Seixal-cdac548d2f448db5:Room-9580da5f10ab15fe | Cozinha |  |  | Seixal-cdac548d2f448db5 | Cozinha |  | ['Seixal-cdac548d2f448db5:Room-9580da5f10ab15fe:Gateway-688AB5019A49:Plug-00124B0003CD6F76:55', 'Seixal-cdac548d2f448db5:Room-9580da5f10ab15fe:Gateway-688AB5019A49:Plug-00124B0009471F35:55']
Space | Seixal-cef0aa30f1046ebd:Room-74d91ca15f255a32 | Sala |  |  | Seixal-cef0aa30f1046ebd | Sala |  | Seixal-cef0aa30f1046ebd:Room-74d91ca15f255a32:Gateway-688AB5019A2E:Plug-00124B0003CD6E5A:55
Space | Seixal-cef0aa30f1046ebd:Room-9580da5f10ab15fe | Cozinha |  |  | Seixal-cef0aa30f1046ebd | Cozinha |  | ['Seixal-cef0aa30f1046ebd:Room-9580da5f10ab15fe:Gateway-688AB5019A2E:Plug-00124B000F79E01C:55', 'Seixal-cef0aa30f1046ebd:Room-9580da5f10ab15fe:Gateway-688AB5019A2E:Plug-00124B000FF91886:55']
Space | Seixal-cef0aa30f1046ebd:Room-f39e7c108bc80a05 | Marquise |  |  | Seixal-cef0aa30f1046ebd | Marquise |  | Seixal-cef0aa30f1046ebd:Room-f39e7c108bc80a05:Gateway-688AB5019A2E:Plug-00124B000FF91AE9:55
Space | Seixal-City-Hall:First-Floor | First floor of Seixal City Hall building |  |  |  | First floor of Seixal City Hall building
Space | Seixal-City-Hall:First-Floor:Room_M2-Office | M2 Office located in the South Wing of the first floor of Seixal City Hall building |  |  |  | M2 Office South Wing First Floor
Space | Seixal-d40c133dc23595cd:Room-5881c6087ab9d845 | Arrecadação |  |  | Seixal-d40c133dc23595cd | Arrecadação |  | Seixal-d40c133dc23595cd:Room-5881c6087ab9d845:Gateway-688AB501AE35:Plug-00124B000FF92569
Space | Seixal-d40c133dc23595cd:Room-74d91ca15f255a32 | Sala |  |  | Seixal-d40c133dc23595cd | Sala |  | ['Seixal-d40c133dc23595cd:Room-74d91ca15f255a32:Xtel-5051000186:Sensor_CO2', 'Seixal-d40c133dc23595cd:Room-74d91ca15f255a32:Xtel-5051000186:Sensor_Humidity', 'Seixal-d40c133dc23595cd:Room-74d91ca15f255a32:Xtel-5051000186:Sensor_Temperature']
Space | Seixal-d40c133dc23595cd:Room-9580da5f10ab15fe | Cozinha |  |  | Seixal-d40c133dc23595cd | Cozinha |  | ['Seixal-d40c133dc23595cd:Room-9580da5f10ab15fe:Gateway-688AB501AE35:Plug-00124B000110994D7', 'Seixal-d40c133dc23595cd:Room-9580da5f10ab15fe:Gateway-688AB501AE35:Plug-00124B000FF923EC', 'Seixal-d40c133dc23595cd:Room-9580da5f10ab15fe:Gateway-688AB501AE35:Plug-00124B000FF92FB3', 'Seixal-d40c133dc23595cd:Room-9580da5f10ab15fe:Xtel-5051000214:Sensor_CO2', 'Seixal-d40c133dc23595cd:Room-9580da5f10ab15fe:Xtel-5051000214:Sensor_Humidity', 'Seixal-d40c133dc23595cd:Room-9580da5f10ab15fe:Xtel-5051000214:Sensor_Temperature']
Space | Seixal-d40c133dc23595cd:Room-a234ac356ae3726d | Quarto |  |  | Seixal-d40c133dc23595cd | Quarto |  | ['Seixal-d40c133dc23595cd:Room-a234ac356ae3726d:Xtel-5051000166:Sensor_CO2', 'Seixal-d40c133dc23595cd:Room-a234ac356ae3726d:Xtel-5051000166:Sensor_Humidity', 'Seixal-d40c133dc23595cd:Room-a234ac356ae3726d:Xtel-5051000166:Sensor_Temperature']
Space | Seixal-d442ddfbacff88a8:Room-567de0acb3454c7e | Quarto |  |  | Seixal-d442ddfbacff88a8 | Quarto |  | ['Seixal-d442ddfbacff88a8:Room-567de0acb3454c7e:Gateway-688AB501AA30:Plug-00124B0003CD75A5:55', 'Seixal-d442ddfbacff88a8:Room-567de0acb3454c7e:Xtel-5051000182:Sensor_CO2', 'Seixal-d442ddfbacff88a8:Room-567de0acb3454c7e:Xtel-5051000182:Sensor_Humidity', 'Seixal-d442ddfbacff88a8:Room-567de0acb3454c7e:Xtel-5051000182:Sensor_Temperature']
Space | Seixal-d442ddfbacff88a8:Room-74d91ca15f255a32 | Sala |  |  | Seixal-d442ddfbacff88a8 | Sala |  | ['Seixal-d442ddfbacff88a8:Room-74d91ca15f255a32:Xtel-5051000178:Sensor_CO2', 'Seixal-d442ddfbacff88a8:Room-74d91ca15f255a32:Xtel-5051000178:Sensor_Humidity', 'Seixal-d442ddfbacff88a8:Room-74d91ca15f255a32:Xtel-5051000178:Sensor_Temperature']
Space | Seixal-d442ddfbacff88a8:Room-9580da5f10ab15fe | Cozinha |  |  | Seixal-d442ddfbacff88a8 | Cozinha |  | ['Seixal-d442ddfbacff88a8:Room-9580da5f10ab15fe:Gateway-688AB501AA30:Plug-00124B000FF92E6B:55', 'Seixal-d442ddfbacff88a8:Room-9580da5f10ab15fe:Gateway-688AB501AA30:Plug-00124B000FF92FAB:55', 'Seixal-d442ddfbacff88a8:Room-9580da5f10ab15fe:Xtel-5051000138:Sensor_CO2', 'Seixal-d442ddfbacff88a8:Room-9580da5f10ab15fe:Xtel-5051000138:Sensor_Humidity', 'Seixal-d442ddfbacff88a8:Room-9580da5f10ab15fe:Xtel-5051000138:Sensor_Temperature']
Space | Seixal-da8d848baa4f9fbd:Room-567de0acb3454c7e | Quarto |  |  | Seixal-da8d848baa4f9fbd | Quarto |  | ['Seixal-da8d848baa4f9fbd:Room-567de0acb3454c7e:Xtel-5051000191:Sensor_CO2', 'Seixal-da8d848baa4f9fbd:Room-567de0acb3454c7e:Xtel-5051000191:Sensor_Humidity', 'Seixal-da8d848baa4f9fbd:Room-567de0acb3454c7e:Xtel-5051000191:Sensor_Temperature']
Space | Seixal-da8d848baa4f9fbd:Room-74d91ca15f255a32 | Sala |  |  | Seixal-da8d848baa4f9fbd | Sala |  | ['Seixal-da8d848baa4f9fbd:Room-74d91ca15f255a32:Gateway-688AB501A9CA:Plug-00124B0009469ADE:55', 'Seixal-da8d848baa4f9fbd:Room-74d91ca15f255a32:Xtel-5051000181:Sensor_CO2', 'Seixal-da8d848baa4f9fbd:Room-74d91ca15f255a32:Xtel-5051000181:Sensor_Humidity', 'Seixal-da8d848baa4f9fbd:Room-74d91ca15f255a32:Xtel-5051000181:Sensor_Temperature']
Space | Seixal-da8d848baa4f9fbd:Room-9580da5f10ab15fe | Cozinha |  |  | Seixal-da8d848baa4f9fbd | Cozinha |  | ['Seixal-da8d848baa4f9fbd:Room-9580da5f10ab15fe:Gateway-688AB501A9CA:Plug-00124B000FF92C07:55', 'Seixal-da8d848baa4f9fbd:Room-9580da5f10ab15fe:Gateway-688AB501A9CA:Plug-00124B000FF94A45:55', 'Seixal-da8d848baa4f9fbd:Room-9580da5f10ab15fe:Gateway-688AB501A9CA:Plug-00124B0011097FDF:55', 'Seixal-da8d848baa4f9fbd:Room-9580da5f10ab15fe:Gateway-688AB501A9CA:Plug-00124B00110F3C8F:55', 'Seixal-da8d848baa4f9fbd:Room-9580da5f10ab15fe:Xtel-5051000219:Sensor_CO2', 'Seixal-da8d848baa4f9fbd:Room-9580da5f10ab15fe:Xtel-5051000219:Sensor_Humidity', 'Seixal-da8d848baa4f9fbd:Room-9580da5f10ab15fe:Xtel-5051000219:Sensor_Temperature']
Space | Seixal-e6fd375867ee071f:Room-3b7866a9226122fe | Sala jantar |  |  | Seixal-e6fd375867ee071f | Sala jantar |  | Seixal-e6fd375867ee071f:Room-3b7866a9226122fe:Gateway-688AB501AA33:Plug-00124B0009473AEC:55
Space | Seixal-e6fd375867ee071f:Room-9580da5f10ab15fe | Cozinha |  |  | Seixal-e6fd375867ee071f | Cozinha |  | ['Seixal-e6fd375867ee071f:Room-9580da5f10ab15fe:Gateway-688AB501AA33:Plug-00124B000FF924C5:55', 'Seixal-e6fd375867ee071f:Room-9580da5f10ab15fe:Gateway-688AB501AA33:Plug-00124B000FF930CD:55', 'Seixal-e6fd375867ee071f:Room-9580da5f10ab15fe:Gateway-688AB501AA33:Plug-00124B000FF9351F:55']
Space | Seixal-ee9a0f4b0eb48bb5:Room-54019b3305fd9950 | Cave |  |  | Seixal-ee9a0f4b0eb48bb5 | Cave |  | Seixal-ee9a0f4b0eb48bb5:Room-54019b3305fd9950:Gateway-688AB501AE4D:Plug-00124B000FF924DC
Space | Seixal-ee9a0f4b0eb48bb5:Room-567de0acb3454c7e | Quarto |  |  | Seixal-ee9a0f4b0eb48bb5 | Quarto |  | ['Seixal-ee9a0f4b0eb48bb5:Room-567de0acb3454c7e:Gateway-688AB501AE4D:Plug-00124B000FF92E57', 'Seixal-ee9a0f4b0eb48bb5:Room-567de0acb3454c7e:Xtel-5051000127:Sensor_CO2', 'Seixal-ee9a0f4b0eb48bb5:Room-567de0acb3454c7e:Xtel-5051000127:Sensor_Humidity', 'Seixal-ee9a0f4b0eb48bb5:Room-567de0acb3454c7e:Xtel-5051000127:Sensor_Temperature']
Space | Seixal-ee9a0f4b0eb48bb5:Room-617a97c1a336fd94 | Sótão - escritório |  |  | Seixal-ee9a0f4b0eb48bb5 | Sótão - escritório |  | ['Seixal-ee9a0f4b0eb48bb5:Room-617a97c1a336fd94:Xtel-5051000130:Sensor_CO2', 'Seixal-ee9a0f4b0eb48bb5:Room-617a97c1a336fd94:Xtel-5051000130:Sensor_Humidity', 'Seixal-ee9a0f4b0eb48bb5:Room-617a97c1a336fd94:Xtel-5051000130:Sensor_Temperature']
Space | Seixal-ee9a0f4b0eb48bb5:Room-74d91ca15f255a32 | Sala |  |  | Seixal-ee9a0f4b0eb48bb5 | Sala |  | ['Seixal-ee9a0f4b0eb48bb5:Room-74d91ca15f255a32:Xtel-5051000153:Sensor_CO2', 'Seixal-ee9a0f4b0eb48bb5:Room-74d91ca15f255a32:Xtel-5051000153:Sensor_Humidity', 'Seixal-ee9a0f4b0eb48bb5:Room-74d91ca15f255a32:Xtel-5051000153:Sensor_Temperature']
Space | Seixal-ee9a0f4b0eb48bb5:Room-9580da5f10ab15fe | Cozinha |  |  | Seixal-ee9a0f4b0eb48bb5 | Cozinha |  | ['Seixal-ee9a0f4b0eb48bb5:Room-9580da5f10ab15fe:Gateway-688AB501AE4D:Plug-00124B000FF92819', 'Seixal-ee9a0f4b0eb48bb5:Room-9580da5f10ab15fe:Gateway-688AB501AE4D:Plug-00124B000FF92F8B']
Space | Seixal-f08e46fdcc6aa5e3:Room-567de0acb3454c7e | Quarto |  |  | Seixal-f08e46fdcc6aa5e3 | Quarto |  | ['Seixal-f08e46fdcc6aa5e3:Room-567de0acb3454c7e:Xtel-5051000168:Sensor_CO2', 'Seixal-f08e46fdcc6aa5e3:Room-567de0acb3454c7e:Xtel-5051000168:Sensor_Humidity', 'Seixal-f08e46fdcc6aa5e3:Room-567de0acb3454c7e:Xtel-5051000168:Sensor_Temperature']
Space | Seixal-f08e46fdcc6aa5e3:Room-74d91ca15f255a32 | Sala |  |  | Seixal-f08e46fdcc6aa5e3 | Sala |  | ['Seixal-f08e46fdcc6aa5e3:Room-74d91ca15f255a32:Xtel-5051000170:Sensor_CO2', 'Seixal-f08e46fdcc6aa5e3:Room-74d91ca15f255a32:Xtel-5051000170:Sensor_Humidity', 'Seixal-f08e46fdcc6aa5e3:Room-74d91ca15f255a32:Xtel-5051000170:Sensor_Temperature']
Space | Seixal-f08e46fdcc6aa5e3:Room-9580da5f10ab15fe | Cozinha |  |  | Seixal-f08e46fdcc6aa5e3 | Cozinha |  | ['Seixal-f08e46fdcc6aa5e3:Room-9580da5f10ab15fe:Gateway-688AB501A30A:Plug-00124B000C8B36F4', 'Seixal-f08e46fdcc6aa5e3:Room-9580da5f10ab15fe:Gateway-688AB501A30A:Plug-00124B000FF9318D', 'Seixal-f08e46fdcc6aa5e3:Room-9580da5f10ab15fe:Gateway-688AB501A30A:Plug-00124B000FF9351D', 'Seixal-f08e46fdcc6aa5e3:Room-9580da5f10ab15fe:Xtel-5051000207:Sensor_CO2', 'Seixal-f08e46fdcc6aa5e3:Room-9580da5f10ab15fe:Xtel-5051000207:Sensor_Humidity', 'Seixal-f08e46fdcc6aa5e3:Room-9580da5f10ab15fe:Xtel-5051000207:Sensor_Temperature']
Space | Seixal-f08e46fdcc6aa5e3:Room-e7fec39df467b0cb | Escritorio |  |  | Seixal-f08e46fdcc6aa5e3 | Escritorio |  | Seixal-f08e46fdcc6aa5e3:Room-e7fec39df467b0cb:Gateway-688AB501A30A:Plug-00124B00094717E8
Space | Seixal-f45ceb8699a11ce6:Room-567de0acb3454c7e | Quarto |  |  | Seixal-f45ceb8699a11ce6 | Quarto |  | Seixal-f45ceb8699a11ce6:Room-567de0acb3454c7e:Gateway-688AB501AE1A:Plug-00124B000C8AFAF3:55
Space | Seixal-f45ceb8699a11ce6:Room-8654374cb764ba4d | Despensa |  |  | Seixal-f45ceb8699a11ce6 | Despensa |  | Seixal-f45ceb8699a11ce6:Room-8654374cb764ba4d:Gateway-688AB501AE1A:Plug-00124B0009095A41:55
Space | Seixal-f45ceb8699a11ce6:Room-9580da5f10ab15fe | Cozinha |  |  | Seixal-f45ceb8699a11ce6 | Cozinha |  | ['Seixal-f45ceb8699a11ce6:Room-9580da5f10ab15fe:Gateway-688AB501AE1A:Plug-00124B00094714EE:55', 'Seixal-f45ceb8699a11ce6:Room-9580da5f10ab15fe:Gateway-688AB501AE1A:Plug-00124B000947222B:55', 'Seixal-f45ceb8699a11ce6:Room-9580da5f10ab15fe:Gateway-688AB501AE1A:Plug-00124B000C8AD143:55']
Space | Seixal-f45ceb8699a11ce6:Room-fef4aad09731983f | Garagem |  |  | Seixal-f45ceb8699a11ce6 | Garagem |  | Seixal-f45ceb8699a11ce6:Room-fef4aad09731983f:Gateway-688AB501AE1A:Plug-00124B000C0F5DC9:56
Space | Seixal-f46a5157232d840a:Room-567de0acb3454c7e | Quarto |  |  | Seixal-f46a5157232d840a | Quarto |  | ['Seixal-f46a5157232d840a:Room-567de0acb3454c7e:Xtel-5051000215:Sensor_CO2', 'Seixal-f46a5157232d840a:Room-567de0acb3454c7e:Xtel-5051000215:Sensor_Humidity', 'Seixal-f46a5157232d840a:Room-567de0acb3454c7e:Xtel-5051000215:Sensor_Temperature']
Space | Seixal-f46a5157232d840a:Room-59c10f3e9ee3c894 | Cozinha |  |  | Seixal-f46a5157232d840a | Cozinha |  | Seixal-f46a5157232d840a:Room-59c10f3e9ee3c894:Gateway-688AB5019938:Plug-00124B000FF93416
Space | Seixal-f46a5157232d840a:Room-74d91ca15f255a32 | Sala |  |  | Seixal-f46a5157232d840a | Sala |  | ['Seixal-f46a5157232d840a:Room-74d91ca15f255a32:Xtel-5051000218:Sensor_CO2', 'Seixal-f46a5157232d840a:Room-74d91ca15f255a32:Xtel-5051000218:Sensor_Humidity', 'Seixal-f46a5157232d840a:Room-74d91ca15f255a32:Xtel-5051000218:Sensor_Temperature']
Space | Seixal-f46a5157232d840a:Room-9580da5f10ab15fe | Cozinha |  |  | Seixal-f46a5157232d840a | Cozinha |  | ['Seixal-f46a5157232d840a:Room-9580da5f10ab15fe:Gateway-688AB5019938:Plug-00124B000FF276A', 'Seixal-f46a5157232d840a:Room-9580da5f10ab15fe:Gateway-688AB5019938:Plug-00124B000FF33B4', 'Seixal-f46a5157232d840a:Room-9580da5f10ab15fe:Xtel-5051000204:Sensor_CO2', 'Seixal-f46a5157232d840a:Room-9580da5f10ab15fe:Xtel-5051000204:Sensor_Humidity', 'Seixal-f46a5157232d840a:Room-9580da5f10ab15fe:Xtel-5051000204:Sensor_Temperature']
Space | Seixal-f84f6f4716ca472f:Room-567de0acb3454c7e | Quarto |  |  | Seixal-f84f6f4716ca472f | Quarto |  | ['Seixal-f84f6f4716ca472f:Room-567de0acb3454c7e:Xtel-5051000111:Sensor_CO2', 'Seixal-f84f6f4716ca472f:Room-567de0acb3454c7e:Xtel-5051000111:Sensor_Humidity', 'Seixal-f84f6f4716ca472f:Room-567de0acb3454c7e:Xtel-5051000111:Sensor_Temperature']
Space | Seixal-f84f6f4716ca472f:Room-74d91ca15f255a32 | Sala |  |  | Seixal-f84f6f4716ca472f | Sala |  | ['Seixal-f84f6f4716ca472f:Room-74d91ca15f255a32:Gateway-688AB5019A07:Plug-00124B0009469BDE:55', 'Seixal-f84f6f4716ca472f:Room-74d91ca15f255a32:Xtel-5051000110:Sensor_CO2', 'Seixal-f84f6f4716ca472f:Room-74d91ca15f255a32:Xtel-5051000110:Sensor_Humidity', 'Seixal-f84f6f4716ca472f:Room-74d91ca15f255a32:Xtel-5051000110:Sensor_Temperature']
Space | Seixal-f84f6f4716ca472f:Room-9580da5f10ab15fe | Cozinha |  |  | Seixal-f84f6f4716ca472f | Cozinha |  | ['Seixal-f84f6f4716ca472f:Room-9580da5f10ab15fe:Gateway-688AB5019A07:Plug-00124B000FF92551:55', 'Seixal-f84f6f4716ca472f:Room-9580da5f10ab15fe:Gateway-688AB5019A07:Plug-00124B000FF92808:55', 'Seixal-f84f6f4716ca472f:Room-9580da5f10ab15fe:Gateway-688AB5019A07:Plug-00124B000FF931A8:55', 'Seixal-f84f6f4716ca472f:Room-9580da5f10ab15fe:Gateway-688AB5019A07:Plug-00124B000FF931B8:55', 'Seixal-f84f6f4716ca472f:Room-9580da5f10ab15fe:Gateway-688AB5019A07:Plug-00124B00110994EB:55', 'Seixal-f84f6f4716ca472f:Room-9580da5f10ab15fe:Xtel-5051000157:Sensor_CO2', 'Seixal-f84f6f4716ca472f:Room-9580da5f10ab15fe:Xtel-5051000157:Sensor_Humidity', 'Seixal-f84f6f4716ca472f:Room-9580da5f10ab15fe:Xtel-5051000157:Sensor_Temperature']
Space | Seixal-Worten:Entrance | Entrance of Worten Store. | Room |  | Seixal-Worten | Entrance of Worten Store. |  | ['Seixal-Worten:Entrance:Sensor_Occupancy-Count-In', 'Seixal-Worten:Entrance:Sensor_Occupancy-Count-Out']